## Cell DMVM1
Std Part No. | Description | Open Order Qty | Stock On Hand Qty | Open Qty Required Next 8 Days | Open Order Lines in Lookahead | Std Part Group
S26.4548.H | Peloris Preventative Maintenance Kit | 11 | 27 | 11 | 5 | High - Assy
S21.4564 | Bond Slide Labels and Printer Ribbon | 17 | 37 | 17 | 4 | High - P&P
S21.2218.F | BFR Assembly | 26 | 4 | 26 | 2 | High - Assy
S21.2131 | Bond Syringe For 9 Port Pump | 16 | 152 | 16 | 2 | High - P&P
S21.2332.B | B3 Heater Block w Heaters | 1 | 30 | 1 | 1 | High - Assy
S21.4562 | BOND-III PM Kit | 0 | 0 | 0 | 0 | High - Assy
S21.1927 | BOND-MAX PM Kit | 0 | 0 | 0 | 0 | High - Assy
S26.0434 | Carbon Filter | 50 | 78 | 0 | 0 | High - P&P
S21.3104.F | B3 Heater | 0 | 54 | 0 | 0 | High - P&P
S21.0562.E | Heater Assy Position 1 to 9 | 0 | 13 | 0 | 0 | High - P&P
S21.2735.B | BOND-MAX (Yellow) SSA Spare | 0 | 126 | 0 | 0 | Low - P&P
S49.4576.C | BOND-III SSA (Yellow) | 0 | 126 | 0 | 0 | Low - P&P
S091.7539.D | BOND-PRIME PM Kit | 0 | 126 | 0 | 0 | Low - P&P
91.1592 | BOND-PRIME ARC Refresh Kit | 0 | 126 | 0 | 0 | Low - P&P
S21.0269.H | 9 Port Syringe Pump Assembly | 0 | 126 | 0 | 0 | Low - P&P
S21.5701.A | SSA PWA Red Spare | 0 | 126 | 0 | 0 | Low - P&P
S091.0961.A | BOND-PRIME Coolant Solution 2 x 2L Pack | 4 | 10 | 0 | 0 | Low - P&P
Spares Cell Priority List - 21/07/2026
Part No. | Description | Priority | Status | RSD / CRD / TPD | Order Lines | Qty | Stock / Partial Completion | Blocked? | Cause | Owner | Expected Resolution Date | Comments
B26.5048.G | PELORIS ETX-PM to ETX-ATOM Change Kit | Late | RSD LT < 5 Days | 30/04/2026 / 14/05/2026 | 1 | 5 | [5 empty] | WIP
66.4533 | CER POWER CORD UK | Late | RSD LT < 5 Days | 3/07/2026 / 17/07/2026 | 1 | 63 | Stock: 68 | Y | O |  |  | Order needs updating from SU
66.4536 | CER BC SCANNER WIRED ZEBRA | Late | RSD LT < 5 Days | 3/07/2026 / 17/07/2026 | 1 | 21 | Stock: 39 | Y | O |  |  | Order needs updating from SU
66.4538 | CER BC SCANNER WIRED ZEBRA STAND | Late | RSD LT < 5 Days | 3/07/2026 / 17/07/2026 | 1 | 21 | Stock: 35 | Y | O |  |  | Order needs updating from SU
B45.5131.A | PELORIS Main Switch and Relay PWA Kit | Late |  | 3/07/2026 / 17/07/2026 | 1 | 17 |  | Y | I |  | 2026-07-27 | Cables
66.4505 | CER STAND, WALL, FLEX ARM, VESA | Late | RSD LT < 5 Days | 3/07/2026 / 17/07/2026 | 1 | 10 | Stock: 21 | Y | O |  |  | Order needs updating from SU
66.4537 | CER BC SCANNER WIRELESS ZEBRA | Late | RSD LT < 5 Days | 3/07/2026 / 17/07/2026 | 1 | 6 | Stock: 9 | Y | O |  |  | Order needs updating from SU
66.4527 | CER 24" TOUCH SCREEN MONITOR | Late | RSD LT < 5 Days | 3/07/2026 / 17/07/2026 | 1 | 5 | Stock: 6 | Y | O |  |  | Order needs updating from SU
66.6456 | CER LIS CONN. SRV SMA | Late | RSD LT < 5 Days | 3/07/2026 / 17/07/2026 | 1 | 1 |  | Y | O |  |  | Software, not part
B091.5035.B | Vacuum Valve Module Replacement Kit | Late |  | 25/06/2026 / 9/07/2026 | 1 | 13 |  | Y | I |  |  | investigating parts
21.1991.110.B | BOND PM Add Kit – AUS | Late | CRD LT < 7 Days | 23/06/2026 / 7/07/2026 | 1 | 1 |  | Y | O |  |  | Incorrect Part ordered
S21.1971 | Bond Mixing Stations | Late |  | 20/07/2026 / 3/08/2026 | 3 | 205 |  | Y | I |  |  | Trade Goods
S21.2267.E | B3 Waste trap | Late |  | 20/07/2026 / 3/08/2026 | 1 | 10 |  | Y | I |  |  | 21.2257.B Bracket
S21.0426.D | Bond Insulator Block | Late |  | 20/07/2026 / 3/08/2026 | 1 | 6 |  | Y | Q & I |  |  | OEM5248 - Stock and Quality issues
S21.1922.D | BondAutomation Control PCB | Late |  | 20/07/2026 / 3/08/2026 | 1 | 6 |  | Y | I |  |  | OEM4335
S21.0691.A | 9 Ltr External Waste Assembly | Late |  | 20/07/2026 / 3/08/2026 | 1 | 2 |  | Y | I |  |  | 17.1602.100.h
S091.1688.B | DI Water Bulk Container Assy | Late |  | 20/07/2026 / 3/08/2026 | 1 | 2 | [5 empty] | with PRIME
S091.1730.C | Locked Bulk Container Assy (Legacy) | Late |  | 20/07/2026 / 3/08/2026 | 1 | 1 | [5 empty] | WIP
S091.1713.C | Suction Cup with Adapter | Late |  | 17/07/2026 / 31/07/2026 | 1 | 2 |  | Y | O |  |  | Incorrect Part ordered
S45.4500.A | Density Meter DIMF-Compact | Late |  | 17/07/2026 / 31/07/2026 | 1 | 1 |  | Y | O |  |  | Incorrect Part ordered
66.4541 | CER 15"TOUCH SCREEN MONITOR | Late |  | 16/07/2026 / 30/07/2026 | 1 | 1 | Stock: 19 | Y | O |  |  | Delivery Blocked
66.4542 | CER CLIENT PC | Late |  | 16/07/2026 / 30/07/2026 | 1 | 1 | Stock: 1 | Y | O |  |  | Delivery Blocked
66.4543 | CER CLIENT PC MOUNT VESA-VESA | Late |  | 16/07/2026 / 30/07/2026 | 1 | 1 | Stock: 4 | Y | O |  |  | Delivery Blocked
S21.4564 | Bond Slide Labels and Printer Ribbon | Late | CRD LT < 7 Days | 15/07/2026 / 20/07/2026 | 2 | 7 | Stock: 37 | Y | I |  |  | Trade Goods
B091.5512.A | BOND-PRIME Locked Bulk Assembly X3 Repla | Late | RSD LT < 5 Days | 13/07/2026 / 22/07/2026 | 1 | 1 | [5 empty] | Lead time
S26.4548.H | Peloris Preventative Maintenance Kit | Today | CRD LT < 7 Days | 17/07/2026 / 22/07/2026 | 5 | 11 | Stock: 27
S21.1971 | Bond Mixing Stations | Today |  | 24/07/2026 / 7/08/2026 | 3 | 150 |  | Y | I |  |  | Trade Goods
S21.2131 | Bond Syringe For 9 Port Pump | Today | CRD LT < 7 Days | 17/07/2026 / 22/07/2026 | 2 | 16 | Stock: 152
S21.0426.D | Bond Insulator Block | Today | CRD LT < 7 Days | 14/07/2026 / 23/07/2026 | 2 | 7 |  | Y | Q & I |  |  | OEM5248 - Stock and Quality issues
49.0644.B | BOND System Control Kit (7) | Today |  | 24/07/2026 / 7/08/2026 | 2 | 4 |  | Y | I |  |  | Ribbons and Labels
B091.5512.A | BOND-PRIME Locked Bulk Assembly X3 Repla | Today | CRD LT < 7 Days | 13/07/2026 / 22/07/2026 | 2 | 2 | [5 empty] | Lead time
S21.2218.F | BFR Assembly | Today |  | 24/07/2026 / 7/08/2026 | 1 | 20 | [5 empty] | Large order
S65.4607.C | CER 3m Shielded Patch Cable | Today |  | 24/07/2026 / 31/07/2026 | 1 | 18
91.1671 | BOND-PRIME Suction Cups Spares | Today |  | 24/07/2026 / 7/08/2026 | 1 | 7 | Stock: 17
S26.4519.A | Burkert Air Valve | Today |  | 24/07/2026 / 7/08/2026 | 1 | 6 | [5 empty] | WIP
S091.4512.B | Locked Bulk Load Cell Assembly | Today |  | 24/07/2026 / 7/08/2026 | 1 | 5
S49.1513.A | BOND RX Controller (7) | Today |  | 24/07/2026 / 7/08/2026 | 1 | 4 | Stock: 6
S21.2244.E | B3 Reagent Bottle 5 L | Today |  | 24/07/2026 / 7/08/2026 | 1 | 4 | [5 empty] | WIP
S21.4586.B | BOND Slide Tray | Today | CRD LT < 7 Days | 13/07/2026 / 22/07/2026 | 1 | 3 | Stock: 16
S26.0742.D | Wax Bath Lid Seal | Today | CRD LT < 7 Days | 17/07/2026 / 22/07/2026 | 1 | 2 | Stock: 14
S21.4564 | Bond Slide Labels and Printer Ribbon | Today | CRD LT < 7 Days | 14/07/2026 / 23/07/2026 | 1 | 2 | Stock: 37
S26.0417.110.A | Air Pump Module 110V | Today |  | 24/07/2026 / 7/08/2026 | 1 | 2 |  | Y | I |  |  | Brackets (WOChecker says NO)
S21.5800.C | B3 Expansion board | Today | CRD LT < 7 Days | 13/07/2026 / 22/07/2026 | 1 | 1 | Stock: 3
S26.5502.D | Power Control PCB | Today | CRD LT < 7 Days | 13/07/2026 / 22/07/2026 | 1 | 1 | Stock: 1
S21.4174.A | B3 Fluidics module bottom loom | Today | CRD LT < 7 Days | 13/07/2026 / 22/07/2026 | 1 | 1 | Stock: 2
3801-011005-001 | Periodical maintenance kit | Today | CRD LT < 7 Days | 14/07/2026 / 23/07/2026 | 1 | 1 | Stock: 1
B26.5048.G | PELORIS ETX-PM to ETX-ATOM Change Kit | Today | CRD LT < 7 Days | 14/07/2026 / 23/07/2026 | 1 | 1
S21.0506.E | Heater Assy Position 10 | Today | CRD LT < 7 Days | 14/07/2026 / 23/07/2026 | 1 | 1 | Stock: 25
S21.0605 | Bond Aspirating Probe | Today | CRD LT < 7 Days | 14/07/2026 / 23/07/2026 | 1 | 1 | Stock: 35
S21.2332.B | B3 Heater Block w Heaters | Today | CRD LT < 7 Days | 14/07/2026 / 23/07/2026 | 1 | 1 | Stock: 30
S21.4187.D | BOND-III Waste Pump | Today | CRD LT < 7 Days | 14/07/2026 / 23/07/2026 | 1 | 1 | Stock: 1
S21.4604 | BOND Printer Ribbon & Labels Cxi (1Pack) | Today | CRD LT < 7 Days | 14/07/2026 / 23/07/2026 | 1 | 1 | Stock: 33 | Y | I |  |  | Trade Goods
S21.0257.B | Exhaust Duct Assembly | Today | CRD LT < 7 Days | 14/07/2026 / 23/07/2026 | 1 | 1 | Stock: 1
S26.4564.A | Air Silencer | Today | CRD LT < 7 Days | 14/07/2026 / 23/07/2026 | 1 | 1 | Stock: 2
S091.3020.A | ARC Module Waste Valve Assy | Today |  | 24/07/2026 / 7/08/2026 | 1 | 1
S45.0315.B | VDU Top Assembly | Today |  | 24/07/2026 / 7/08/2026 | 1 | 1 | Stock: 1
S091.4501.A | Ethernet Cable Kit | Next Due |  | 2026-07-24 | 1 | 1 | [6 empty] | Part No. | Description | Priority | Status | Max Days Late | Order Lines | Qty | Stock | Blocked? | Cause | Owner | Expected Resolution Date | Comments
S21.4617.A | BOND-III Crate Spare | Next Due |  | 2026-07-24 | 1 | 2 | [6 empty] | S091.1113.B | Wash Robot Probe Assy | Next Due | CRD LT < 7 Days | 2026-07-24 | 1 | 1 | Stock: 1
B091.5512.A | BOND-PRIME Locked Bulk Assembly X3 Repla | Next Due |  | 2026-07-24 | 1 | 3 | [6 empty] | S26.0406.110.A | Air Pump Module 220V | Next Due | CRD LT < 7 Days | 2026-07-24 | 1 | 1 | Stock: 1
S26.4519.A | Burkert Air Valve | Next Due |  | 2026-07-24 | 1 | 5 | [6 empty] | S21.4564 | Bond Slide Labels and Printer Ribbon | Next Due |  | 2026-07-24 | 1 | 8 | Stock: 37
S091.1708.B | Unload Drawer 1/4" Inline Tube Filter | Next Due |  | 2026-07-24 | 1 | 6 | [6 empty] | S21.4604 | BOND Printer Ribbon & Labels Cxi (1Pack) | Next Due |  | 2026-07-24 | 1 | 5 | Stock: 33
S21.2218.F | BFR Assembly | Next Due |  | 2026-07-24 | 1 | 6 | [6 empty] | S21.1971 | Bond Mixing Stations | Next Due |  | 2026-07-24 | 1 | 5 | Stock: 37
S091.1730.C | Locked Bulk Container Assy (Legacy) | Next Due |  | 2026-07-24 | 1 | 1 | [6 empty] | B091.5035.B | Vacuum Valve Module Replacement Kit | Next Due |  | 2026-07-24 | 1 | 2 | Stock: 7
49.4526.C | BOND-ADVANCE Controller (7) | Next Due |  | 2026-07-24 | 1 | 2 | [6 empty] | 91.1671 | BOND-PRIME Suction Cups Spares | Next Due |  | 2026-07-24 | 1 | 6 | Stock: 17
S091.1680.A | ARC Module Lid | Next Due |  | 2026-07-24 | 1 | 6 | [6 empty] | 49.0644.B | BOND System Control Kit (7) | Next Due |  | 2026-07-24 | 1 | 2 | Stock: 3
[13 empty] | S091.1677.A | Waste/DI Transfer Pump | Next Due |  | 2026-07-24 | 1 | 3 | Stock: 3

## Working Sheet1
Customer ref. no. | Delivery block | DL | GI | Document Date | Required Shipping Date | Past Due Effective Date | Adjusted Target Packed Date | PastDue | Sales Document | Item (SD) | Material | Material Description | Comments | Bklg.Qty | Stock | Balance | Customer name | Ship-To Country | Count | Gap | Billing block | Plant | Complete Delivery | Early delivery permitted | Route | Backlog Value | Unit Value | Currency | Std Part | Standard price | Follow-Up Material | Express Delivery Level | Created by | Material Value | Lead Time | Product | Instrument Order | Contact | Shipping Lead Time | Document Date +4 | Reqd Ship Date -3 | Adjusted Target Ship Date (+3) | Minutes Required to Produce Backlog | Omitted and taken from count | Next Consol Day | Target Pack Date for Next Consol | Insufficient Lead Time | Std Part
PO00506747 |  | 4 |  | 2025-02-21 | 2025-06-04 | 2025-06-19 | 2025-06-02 | X | 4965481 | 10 | S21.0631 | Bulk Reagent Container 1L. |  | 1 | 0 | -1 | Leica Microsystems INC | US | 1 | #REF! |  | 3010 |  |  | 301010 | 367.12 | 367.12 | AUD | 161.27 | 5 |  |  | 1573NORRISB | -1 | 118 |  |  |  | 103 | 2025-02-25 | 2025-06-01 | 2025-06-05 | 8 | Omitted |  |  |  | Non-Std
|  | X |  | 2025-10-06 | 2025-10-17 | 2025-10-24 | 2025-10-14 | X | 4533813996 | 40 | 66.6454 | CER REPORTING 5 CAL |  | 1 | 0 | -1 | Leica Microsystems UK Ltd | GB | 1 | #REF! |  | 1420 |  |  | 301005 | 856.19 | 0 | AUD | 666.39 | 5 |  |  | 1423THOMASR | -1 | 18 |  |  |  | 11 | 2025-10-10 | 2025-10-14 | 2025-10-17 | 8 | Omitted |  |  |  | Non-Std
|  | 4 |  | 2026-01-06 | 2025-12-19 | 2026-01-07 | 2026-01-09 | X | 4533879757 | 10 | S26.1900.A | Peloris Peripherals Pack |  | 1 | 0 | -1 | Leica Microsystemes SAS | FR | 1 | #REF! |  | 1380 |  |  | 301010 | 1730.69 | 0 | AUD | 684.1 | 3 |  | 1 | 1383GUETTOUN | -1 | 1 |  |  |  | -18 | 2026-01-10 | 2025-12-16 | 2026-01-12 | 8 | Omitted |  |  |  | Non-Std
|  | 4 |  | 2026-02-24 | 2026-02-25 | 2026-03-01 | 2026-02-27 | X | 4533916082 | 10 | 66.4501 | CER 15" WORKSTATION |  | 1 | 0 | -1 | Leica Biosystems New Zealand | NZ | 2 | #REF! |  | 3650 |  |  | 301003 | 1419.39 | 0 | AUD | 1352.73 | 4 |  |  | 1313ZHUS | -1 | 5 |  |  |  | 1 | 2026-02-28 | 2026-02-22 | 2026-03-02 | 8 | Omitted |  |  |  | Non-Std
|  | 4 |  | 2026-02-24 | 2026-03-09 | 2026-03-23 | 2026-03-06 | X | 4533916148 | 70 | S091.1720.B | In-line Check Valve for 3/8” Tubing |  | 5 | 0 | -5 | Leica Biosystems Nussloch GmbH U010 | DE | 1 | #REF! |  | 1140 |  |  | 301010 | 774.22 | 0 | AUD | 84.82 | 5 |  |  | 3083OCONNORE | -5 | 27 |  |  |  | 13 | 2026-02-28 | 2026-03-06 | 2026-03-09 | 50 | Omitted |  |  |  | Non-Std
|  |  |  | 2026-04-30 | 2026-04-30 | 2026-05-14 | 2026-05-04 | X | 4533963274 | 170 | B26.5048.G | PELORIS ETX-PM to ETX-ATOM Change Kit | WIP | 5 | 0 | -5 | Leica Microsystems INC | US | 2 | #REF! |  | 1570 |  |  | 301010 | 13999.25 | 0 | AUD | 2536.22 | 3 |  |  | 1573HERRERAL | -5 | 14 |  |  |  | 0 | 2026-05-04 | 2026-04-27 | 2026-05-07 | 950 |  |  |  |  | Non-Std
|  | 4 |  | 2026-05-01 | 2026-05-13 | 2026-05-18 | 2026-05-11 | X | 4533963362 | 10 | 66.4501 | CER 15" WORKSTATION |  | 1 | 0 | -1 | Leica Biosystems New Zealand | NZ | 2 | #REF! |  | 3650 |  |  | 301003 | 1419.39 | 0 | AUD | 1352.73 | 4 |  |  | 1313HEALA | -1 | 17 |  |  |  | 12 | 2026-05-05 | 2026-05-10 | 2026-05-14 | 8 | Omitted |  |  |  | Non-Std
|  | 4 |  | 2026-05-27 | 2026-06-03 | 2026-06-08 | 2026-06-01 | X | 4533979991 | 10 | S99.4545.C | BOND ID Imager (Ver 5.X) |  | 1 | 0 | -1 | LEICA MICROSYSTEMS PTY LTD. | AU | 1 | #REF! |  | 1310 |  |  | 301003 | 640.31 | 0 | AUD | 16.34 | 4 | S21.4931.A |  | 1313HEALA | -1 | 12 |  |  |  | 7 | 2026-05-31 | 2026-05-31 | 2026-06-04 | 8 | Omitted |  |  |  | Non-Std
|  | 4 |  | 2026-06-02 | 2026-06-17 | 2026-06-22 | 2026-06-15 | X | 4533983008 | 10 | S091.3019.A | ARC Module Waste Manifold Assy |  | 1 | 0 | -1 | LEICA MICROSYSTEMS PTY LTD. | AU | 5 | #REF! |  | 1310 |  |  | 301003 | 3814.44 | 0 | AUD | 3051.38 | 3 | S091.3019.B | 1 | 1313HEALA | -1 | 20 |  |  |  | 15 | 2026-06-06 | 2026-06-14 | 2026-06-18 | 8 | Omitted |  |  |  | Non-Std
|  | C4C |  | 2026-06-16 | 2026-06-19 | 2026-06-30 | 2026-06-19 | X | 4533991742 | 10 | 21.0428.A | RSP9651 XYZ Robot |  | 8 | 37 | 29 | Leica Instruments (Shanghai) Co Ltd | CN | 1 | #REF! |  | 2060 |  |  | 301007 | 41573.95 | 0 | AUD | 5310.46 |  |  |  | 2063YOUX | 29 | 14 |  |  |  | 3 | 2026-06-20 | 2026-06-16 | 2026-06-22 | 64 | Omitted |  |  |  | Non-Std
|  | 4 |  | 2026-06-12 | 2026-06-24 | 2026-07-08 | 2026-06-22 | X | 4533990340 | 90 | S091.1693.A | Hazardous Waste Reservoir Assy (5L) |  | 1 | 2 | 1 | Leica Biosystems Nussloch GmbH U010 | DE | 1 | #REF! |  | 1140 |  |  | 301010 | 151.25 | 0 | AUD | 152.84 | 3 | S091.1693.B |  | 3083OCONNORE | 1 | 26 |  |  |  | 12 | 2026-06-16 | 2026-06-21 | 2026-06-25 | 8 | Omitted |  |  |  | Non-Std
|  | P | P | 2026-06-10 | 2026-06-25 | 2026-07-09 | 2026-06-22 | X | 4533988621 | 10 | B091.5035.B | Vacuum Valve Module Replacement Kit | shortage LBS000469 | 13 | 7 | -6 | Leica Microsystems INC | US | 2 | #REF! |  | 1570 |  |  | 301010 | 18281.4 | 0 | AUD | 1290.77 | 3 |  |  | 1573HERRERAL | -6 | 29 |  |  |  | 15 | 2026-06-14 | 2026-06-22 | 2026-06-25 | 104 |  |  |  |  | Non-Std
|  | P | P | 2026-06-10 | 2026-07-03 | 2026-07-17 | 2026-06-30 | X | 4533988621 | 30 | B45.5131.A | PELORIS Main Switch and Relay PWA Kit | shortage | 17 | 2 | -15 | Leica Microsystems INC | US | 2 | #REF! |  | 1570 |  |  | 301010 | 5146.08 | 0 | AUD | 228.25 | 3 |  |  | 1573HERRERAL | -15 | 37 |  |  |  | 23 | 2026-06-14 | 2026-06-30 | 2026-07-03 | 204 |  |  |  |  | Non-Std
|  | X | P | 2026-06-16 | 2026-07-06 | 2026-07-15 | 2026-07-03 | X | 4533991734 | 40 | 21.2855 | BOND-III MEL KIT |  | 1 | 2 | 1 | Leica Instruments (Shanghai) Co Ltd | CN | 2 | #REF! |  | 2060 |  |  | 301007 | 34407.61 | 0 | AUD | 35156.6 |  |  |  | 2063YOUX | 1 | 29 |  |  |  | 20 | 2026-06-20 | 2026-07-03 | 2026-07-06 | 8 | Omitted |  |  |  | Non-Std
FPO-002186 |  | 4 |  | 2026-06-24 | 2026-07-07 | 2026-07-21 | 2026-07-03 |  | 5454497 | 10 | S26.4547.B | 110V Wax Line Heater |  | 1 | 0 | -1 | Leica Mikrosysteme Vertrieb GmbH-DS | NG | 1 | #REF! |  | 3010 | X |  | 301010 | 941.01 | 941.01 | AUD | 827.29 | 4 | S26.4547.C |  | PSGINFORM | -1 | 27 |  |  |  | 13 | 2026-06-28 | 2026-07-04 | 2026-07-06 | 8 | Omitted |  |  |  | Non-Std
|  |  |  | 2026-07-02 | 2026-06-23 | 2026-07-07 | 2026-07-06 | X | 4534002385 | 190 | 21.1991.110.B | BOND PM Add Kit – AUS | Deleted | 1 | 0 | -1 | Leica Biosystems Nussloch GmbH U010 | DE | 1 | #REF! |  | 1140 |  |  | 301010 | 0.02 | 0 | AUD | 50.96 | 3 |  | 1 | 3083OCONNORE | -1 | 5 |  |  |  | -9 | 2026-07-06 | 2026-06-20 | 2026-07-09 | 8 |  |  |  |  | Non-Std
53304138 |  | C |  | 2026-07-02 | 2026-07-03 | 2026-07-17 | 2026-07-06 | X | 5463122 | 15 | 66.4536 | CER BC SCANNER WIRED ZEBRA | To be pushed out | 21 | 39 | 18 | Leica Mikrosysteme Vertrieb GmbH-DS | SA | 2 | #REF! |  | 3010 |  | X | 301010 | 3699.36 | 176.16 | AUD | 147.58 | 3 |  |  | PSGSI | 18 | 15 |  |  |  | 1 | 2026-07-06 | 2026-06-30 | 2026-07-09 | 42 |  |  |  |  | Non-Std
53304138 |  | C |  | 2026-07-02 | 2026-07-03 | 2026-07-17 | 2026-07-06 | X | 5463122 | 16 | 66.4538 | CER BC SCANNER WIRED ZEBRA STAND | To be pushed out | 21 | 35 | 14 | Leica Mikrosysteme Vertrieb GmbH-DS | SA | 2 | #REF! |  | 3010 |  | X | 301010 | 1431.99 | 68.19 | AUD | 77.18 | 3 |  |  | PSGSI | 14 | 15 |  |  |  | 1 | 2026-07-06 | 2026-06-30 | 2026-07-09 | 168 |  |  |  |  | Non-Std
53304138 |  | C |  | 2026-07-02 | 2026-07-03 | 2026-07-17 | 2026-07-06 | X | 5463122 | 18 | 66.4505 | CER STAND, WALL, FLEX ARM, VESA | To be pushed out | 10 | 21 | 11 | Leica Mikrosysteme Vertrieb GmbH-DS | SA | 1 | #REF! |  | 3010 |  | X | 301010 | 2514 | 251.4 | AUD | 238.23 | 3 |  |  | PSGSI | 11 | 15 |  |  |  | 1 | 2026-07-06 | 2026-06-30 | 2026-07-09 | 80 |  |  |  |  | Non-Std
53304138 |  | C |  | 2026-07-02 | 2026-07-03 | 2026-07-17 | 2026-07-06 | X | 5463122 | 21 | 66.4537 | CER BC SCANNER WIRELESS ZEBRA | To be pushed out | 6 | 9 | 3 | Leica Mikrosysteme Vertrieb GmbH-DS | SA | 1 | #REF! |  | 3010 |  | X | 301010 | 2407.98 | 401.33 | AUD | 315.43 | 3 |  |  | PSGSI | 3 | 15 |  |  |  | 1 | 2026-07-06 | 2026-06-30 | 2026-07-09 | 48 |  |  |  |  | Non-Std
53304138 |  | C |  | 2026-07-02 | 2026-07-03 | 2026-07-17 | 2026-07-06 | X | 5463122 | 28 | 66.4533 | CER POWER CORD UK | To be pushed out | 63 | 68 | 5 | Leica Mikrosysteme Vertrieb GmbH-DS | SA | 1 | #REF! |  | 3010 |  | X | 301010 | 1551.06 | 24.62 | AUD | 34.48 | 3 |  |  | PSGSI | 5 | 15 |  |  |  | 1 | 2026-07-06 | 2026-06-30 | 2026-07-09 | 504 |  |  |  |  | Non-Std
53304138 |  | C |  | 2026-07-02 | 2026-07-03 | 2026-07-17 | 2026-07-06 | X | 5463122 | 29 | 66.4527 | CER 24" TOUCH SCREEN MONITOR | To be pushed out | 5 | 6 | 1 | Leica Mikrosysteme Vertrieb GmbH-DS | SA | 1 | #REF! |  | 3010 |  | X | 301010 | 2729.7 | 545.94 | AUD | 408.46 | 3 |  |  | PSGSI | 1 | 15 |  |  |  | 1 | 2026-07-06 | 2026-06-30 | 2026-07-09 | 40 |  |  |  |  | Non-Std
53304138 |  | C |  | 2026-07-02 | 2026-07-03 | 2026-07-17 | 2026-07-06 | X | 5463122 | 32 | 66.6456 | CER LIS CONN. SRV SMA | To be pushed out | 1 | 0 | -1 | Leica MikrosystemeVertrieb GmbH-DS | SA | 1 | #REF! |  | 3010 |  | X | 301010 | 321.17 | 321.17 | AUD | 0.01 | 3 |  |  | PSGSI | -1 | 15 |  |  |  | 1 | 2026-07-06 | 2026-06-30 | 2026-07-09 | 8 |  |  |  |  | Non-Std
682A | ZA | 2 |  | 2026-07-01 | 2026-07-06 | 2026-07-20 | 2026-07-06 |  | 5461421 | 10 | 49.0051 | BOND-MAX Processing Module |  | 1 | 2 | 1 | Leica Mikrosysteme Vertrieb GmbH-DS | LK | 3 | #REF! | ZC | 3010 | X |  | 301010 | 34441.26 | 34441.26 | AUD | 32532.44 | 3 |  |  | PSGINFORM | 1 | 19 | Instrument |  |  | 5 | 2026-07-05 | 2026-07-03 | 2026-07-09 | 10 | Omitted |  |  |  | Non-Std
682A | ZA | 2 |  | 2026-07-01 | 2026-07-06 | 2026-07-20 | 2026-07-06 |  | 5461421 | 20 | 21.1992 | BOND PM Add Kit - UK&Gulf States&Sri Lan |  | 1 | 2 | 1 | Leica Mikrosysteme Vertrieb GmbH-DS | LK | 2 | #REF! | ZC | 3010 | X |  | 301010 | 60.93 | 60.93 | AUD | 45.9 | 3 |  |  | PSGINFORM | 1 | 19 |  | 2 |  | 5 | 2026-07-05 | 2026-07-03 | 2026-07-09 | 2.6667 | Omitted |  |  |  | Non-Std
682A | ZA | 2 |  | 2026-07-01 | 2026-07-06 | 2026-07-20 | 2026-07-06 |  | 5461421 | 30 | 49.0644.B | BOND System Control Kit (7) |  | 1 | 3 | 2 | Leica Mikrosysteme Vertrieb GmbH-DS | LK | 7 | #REF! | ZC | 3010 | X |  | 301010 | 9634.94 | 9634.94 | AUD | 3012.52 | 3 |  |  | PSGINFORM | 2 | 19 |  | 2 |  | 5 | 2026-07-05 | 2026-07-03 | 2026-07-09 | 100 | Omitted |  |  |  | Non-Std
682A | ZA | 2 |  | 2026-07-01 | 2026-07-06 | 2026-07-20 | 2026-07-06 |  | 5461421 | 40 | 21.2021 | BOND System Control Add Kit - UK&Gulf S |  | 1 | 6 | 5 | Leica Mikrosysteme Vertrieb GmbH-DS | LK | 2 | #REF! | ZC | 3010 | X |  | 301010 | 30.66 | 30.66 | AUD | 81.29 | 3 |  |  | PSGINFORM | 5 | 19 |  | 2 |  | 5 | 2026-07-05 | 2026-07-03 | 2026-07-09 | 2.6667 | Omitted |  |  |  | Non-Std
|  | 4 |  | 2026-06-28 | 2026-07-10 | 2026-07-24 | 2026-07-07 |  | 4533999392 | 70 | S091.1727.B | BOND-PRIME Fastener Kit |  | 1 | 0 | -1 | Leica Microsystems INC | US | 2 | #REF! |  | 1570 |  |  | 301010 | 89.02 | 0 | AUD | 110.81 | 3 |  |  | 1573HERRERAL | -1 | 26 |  |  |  | 12 | 2026-07-02 | 2026-07-07 | 2026-07-10 | 30 | Omitted |  |  |  | Non-Std
PO129828 |  | X |  | 2026-07-06 | 2026-07-06 | 2026-07-20 | 2026-07-10 |  | 5466131 | 10 | S21.2522.D | B3 Vacuum pump assy |  | 1 | 4 | 3 | Leica Microsystems INC | US | 1 | #REF! |  | 3010 |  |  | 301010 | 1066.53 | 1066.53 | AUD | 799.29 | 3 |  |  | 1573RAYK | 3 | 14 |  |  |  | 0 | 2026-07-10 | 2026-07-03 | 2026-07-13 | 15 | Omitted |  |  |  | Non-Std
|  | C4C |  | 2026-06-16 | 2026-07-13 | 2026-07-22 | 2026-07-10 |  | 4533991734 | 50 | 21.2855 | BOND-III MEL KIT |  | 3 | 2 | -1 | Leica Instruments (Shanghai) Co Ltd | CN | 2 | #REF! |  | 2060 |  |  | 301007 | 103222.84 | 0 | AUD | 35156.6 |  |  |  | 2063YOUX | -1 | 36 |  |  |  | 27 | 2026-06-20 | 2026-07-10 | 2026-07-13 | 24 | Omitted |  |  |  | Non-Std
|  | 4 |  | 2026-07-02 | 2026-07-15 | 2026-07-29 | 2026-07-13 |  | 4534002380 | 230 | S091.3019.A | ARC Module Waste Manifold Assy |  | 2 | 0 | -2 | Leica Biosystems Nussloch GmbH U010 | DE | 5 | #REF! |  | 1140 |  |  | 301010 | 7527.66 | 0 | AUD | 3051.38 | 3 | S091.3019.B |  | 3083OCONNORE | -2 | 27 |  |  |  | 13 | 2026-07-06 | 2026-07-12 | 2026-07-16 | 16 | Omitted |  |  |  | Non-Std
|  | 4 |  | 2026-07-02 | 2026-07-15 | 2026-07-29 | 2026-07-13 |  | 4534002380 | 260 | S45.4034.A | Loom LCD Display |  | 2 | 0 | -2 | Leica Biosystems Nussloch GmbH U010 | DE | 1 | #REF! |  | 1140 |  |  | 301010 | 122.91 | 0 | AUD | 62.61 | 4 | S45.4034.B |  | 3083OCONNORE | -2 | 27 |  |  |  | 13 | 2026-07-06 | 2026-07-12 | 2026-07-16 | 16 | Omitted |  |  |  | Non-Std
|  | 1 |  | 2026-07-02 | 2026-07-15 | 2026-07-29 | 2026-07-13 |  | 4534002395 | 50 | 49.4525.B | BOND-ADVANCE Terminal (7) |  | 1 | 3 | 2 | Leica Biosystems Richmond | US | 2 | #REF! |  | 3080 |  |  | 301010 | 6098.29 | 0 | AUD | 2252.56 | 4 |  |  | 3083OCONNORE | 2 | 27 |  |  |  | 13 | 2026-07-06 | 2026-07-12 | 2026-07-16 | 70 | Omitted |  |  |  | Non-Std
LC250289 | ZS | C |  | 2026-05-04 | 2026-07-16 | 2026-07-30 | 2026-07-13 |  | 5402590 | 90 | 66.4541 | CER 15"TOUCH SCREEN MONITOR | Delivery block | 1 | 19 | 18 | Leica Microsystems UK Ltd | GB | 2 | #REF! | 1 | 3010 |  |  | 301010 | 823.1 | 823.1 | AUD | 709.73 | 3 |  |  | PSGINFORM | 18 | 87 |  |  |  | 73 | 2026-05-08 | 2026-07-13 | 2026-07-16 | 8 |  |  |  |  | Non-Std
LC250289 | ZS | C |  | 2026-05-04 | 2026-07-16 | 2026-07-30 | 2026-07-13 |  | 5402590 | 100 | 66.4542 | CER CLIENT PC | Delivery block | 1 | 1 | 0 | Leica Microsystems UK Ltd | GB | 2 | #REF! | 1 | 3010 |  |  | 301010 | 1136.78 | 1136.78 | AUD | 980.22 | 3 |  |  | PSGINFORM | 0 | 87 |  |  |  | 73 | 2026-05-08 | 2026-07-13 | 2026-07-16 | 8 |  |  |  |  | Non-Std
LC250289 | ZS | C |  | 2026-05-04 | 2026-07-16 | 2026-07-30 | 2026-07-13 |  | 5402590 | 110 | 66.4543 | CER CLIENT PC MOUNT VESA-VESA | Delivery block | 1 | 5 | 4 | Leica Microsystems UK Ltd | GB | 3 | #REF! | 1 | 3010 |  |  | 301010 | 71.5 | 71.5 | AUD | 66.48 | 3 |  |  | PSGINFORM | 4 | 87 |  |  |  | 73 | 2026-05-08 | 2026-07-13 | 2026-07-16 | 8 |  |  |  |  | Non-Std
|  | 1 |  | 2026-07-10 | 2026-07-13 | 2026-07-22 | 2026-07-14 |  | 4534008367 | 30 | B091.5512.A | BOND-PRIME Locked Bulk Assembly X3 Repla | URGENT | 1 | 1 | 0 | Leica Biosystems Technology Shangha | CN | 4 | #REF! |  | 3680 |  |  | 301007 | 2371.3 | 0 | AUD | 2170.91 | 3 |  |  | 3683LUYIY | 0 | 12 |  |  |  | 3 | 2026-07-14 | 2026-07-10 | 2026-07-17 | 8 |  |  |  |  | Non-Std
|  | 4 |  | 2026-07-02 | 2026-07-17 | 2026-07-31 | 2026-07-14 |  | 4534003200 | 20 | B091.5035.A | Vacuum Valve Module Replacement Kit |  | 22 | 1 | -21 | Leica Microsystems INC | US | 1 | #REF! |  | 1570 |  |  | 301010 | 53749.83 | 0 | AUD | 1344.39 | 3 |  |  | 1573HERRERAL | -21 | 29 |  |  |  | 15 | 2026-07-06 | 2026-07-14 | 2026-07-17 | 176 | Omitted |  |  |  | Non-Std
|  | X |  | 2026-07-02 | 2026-07-17 | 2026-07-31 | 2026-07-14 |  | 4534003200 | 40 | B45.5131.A | PELORIS Main Switch and Relay PWA Kit |  | 2 | 2 | 0 | Leica Microsystems INC | US | 2 | #REF! |  | 1570 |  |  | 301010 | 605.42 | 0 | AUD | 228.25 | 3 |  |  | 1573HERRERAL | 0 | 29 |  |  |  | 15 | 2026-07-06 | 2026-07-14 | 2026-07-17 | 24 | Omitted |  |  |  | Non-Std
|  | 4 |  | 2026-07-02 | 2026-07-17 | 2026-07-31 | 2026-07-14 |  | 4534003200 | 90 | S091.1713.B | Suction Cup |  | 2 | 0 | -2 | Leica Microsystems INC | US | 1 | #REF! |  | 1570 |  |  | 301010 | 99.29 | 0 | AUD | 63.83 | 3 |  |  | 1573HERRERAL | -2 | 29 |  |  |  | 15 | 2026-07-06 | 2026-07-14 | 2026-07-17 | 12 | Omitted |  |  |  | Non-Std
|  |  |  | 2026-07-02 | 2026-07-17 | 2026-07-31 | 2026-07-14 |  | 4534003200 | 100 | S091.1713.C | Suction Cup with Adapter | obsolete part# | 2 | 0 | -2 | Leica Microsystems INC | US | 1 | #REF! |  | 1570 |  |  | 301010 | 136.29 | 0 | AUD | 47.83 | 3 |  |  | 1573HERRERAL | -2 | 29 |  |  |  | 15 | 2026-07-06 | 2026-07-14 | 2026-07-17 | 16 |  |  |  |  | Non-Std
|  | 4 |  | 2026-07-02 | 2026-07-17 | 2026-07-31 | 2026-07-14 |  | 4534003200 | 120 | S091.1727.B | BOND-PRIME Fastener Kit |  | 1 | 0 | -1 | Leica Microsystems INC | US | 2 | #REF! |  | 1570 |  |  | 301010 | 89.02 | 0 | AUD | 110.81 | 3 |  |  | 1573HERRERAL | -1 | 29 |  |  |  | 15 | 2026-07-06 | 2026-07-14 | 2026-07-17 | 30 | Omitted |  |  |  | Non-Std
|  | 4 |  | 2026-07-02 | 2026-07-17 | 2026-07-31 | 2026-07-14 |  | 4534003200 | 130 | S091.1727.F | BOND-PRIME Fastners & Fuses Kit Packing |  | 1 | 1 | 0 | Leica Microsystems INC | US | 1 | #REF! |  | 1570 |  |  | 301010 | 94.68 | 0 | AUD | 71.46 | 3 | S091.1727.G |  | 1573HERRERAL | 0 | 29 |  |  |  | 15 | 2026-07-06 | 2026-07-14 | 2026-07-17 | 40 | Omitted |  |  |  | Non-Std
|  | X |  | 2026-07-02 | 2026-07-17 | 2026-07-31 | 2026-07-14 |  | 4534003202 | 60 | S21.4187.D | BOND-III Waste Pump |  | 4 | 5 | 1 | Leica Microsystems INC | US | 2 | #REF! |  | 1570 |  |  | 301010 | 1989.67 | 0 | AUD | 424.49 | 3 |  |  | 1573HERRERAL | 1 | 29 |  |  |  | 15 | 2026-07-06 | 2026-07-14 | 2026-07-17 | 60 | Omitted |  |  |  | Non-Std
|  | 4 |  | 2026-07-02 | 2026-07-17 | 2026-07-31 | 2026-07-14 |  | 4534003202 | 80 | S21.4545.A | SSA Blue bearing liner |  | 1 | 0 | -1 | Leica Microsystems INC | US | 1 | #REF! |  | 1570 |  |  | 301010 | 79.92 | 0 | AUD | 40.16 | 3 | S21.4545.B |  | 1573HERRERAL | -1 | 29 |  |  |  | 15 | 2026-07-06 | 2026-07-14 | 2026-07-17 | 7 | Omitted |  |  |  | Non-Std
|  |  |  | 2026-07-02 | 2026-07-17 | 2026-07-31 | 2026-07-14 |  | 4534003205 | 60 | S45.4500.A | Density Meter DIMF-Compact | wrong version | 1 | 0 | -1 | Leica Microsystems INC | US | 1 | #REF! |  | 1570 |  |  | 301010 | 1619.06 | 0 | AUD | 1935.13 | 3 |  |  | 1573HERRERAL | -1 | 29 |  |  |  | 15 | 2026-07-06 | 2026-07-14 | 2026-07-17 | 8 |  |  |  |  | Non-Std
|  | 4 |  | 2026-07-02 | 2026-07-17 | 2026-07-31 | 2026-07-14 |  | 4534003205 | 100 | S49.6482.C | BOND RX 7.0 Software - USB |  | 1 | 0 | -1 | Leica Microsystems INC | US | 1 | #REF! |  | 1570 |  |  | 301010 | 44.61 | 0 | AUD | 72.77 | 3 |  |  | 1573HERRERAL | -1 | 29 |  |  |  | 15 | 2026-07-06 | 2026-07-14 | 2026-07-17 | 20 | Omitted |  |  |  | Non-Std
|  | X |  | 2026-07-13 | 2026-07-08 | 2026-07-15 | 2026-07-17 | X | 4534009294 | 10 | 66.4543 | CER CLIENT PC MOUNT VESA-VESA |  | 1 | 5 | 4 | Leica Microsystems UK Ltd | GB | 3 | #REF! |  | 1420 |  |  | 301005 | 71.5 | 0 | AUD | 66.48 | 3 |  | 1 | 1423MITCHELA | 4 | 2 |  |  |  | -5 | 2026-07-17 | 2026-07-05 | 2026-07-20 | 8 | Omitted |  |  |  | Non-Std
|  | 4 |  | 2026-07-13 | 2026-07-03 | 2026-07-17 | 2026-07-17 | X | 4534009517 | 10 | S091.3019.A | ARC Module Waste Manifold Assy |  | 2 | 0 | -2 | Leica Biosystems Nussloch GmbH U010 | DE | 5 | #REF! |  | 1140 |  |  | 301010 | 7527.66 | 0 | AUD | 3051.38 | 3 | S091.3019.B | 1 | 3083OCONNORE | -2 | 4 |  |  |  | -10 | 2026-07-17 | 2026-06-30 | 2026-07-20 | 16 | Omitted |  |  |  | Non-Std
4534007029 |  | 1 |  | 2026-07-08 | 2026-07-20 | 2026-08-03 | 2026-07-17 |  | 5468599 | 10 | S21.1971 | Bond Mixing Stations | IN STOCK | 50 | 337 | 287 | Leica Biosystems Deutschland GmbH | DE | 9 | #REF! |  | 3010 |  |  | 301010 | 3219.5 | 64.39 | AUD | 18.54 | 3 |  |  | PSGSI | 287 | 26 |  |  |  | 12 | 2026-07-12 | 2026-07-17 | 2026-07-20 | 400 |  |  |  |  | Non-Std
|  | P | P | 2026-07-06 | 2026-07-20 | 2026-08-03 | 2026-07-17 |  | 4534005088 | 150 | S21.0426.D | Bond Insulator Block | shortage | 6 | 0 | -6 | Leica Biosystems Nussloch GmbH U010 | DE | 3 | #REF! |  | 1140 |  |  | 301010 | 2762.24 | 0 | AUD | 479.75 | 3 |  |  | 3083OCONNORE | -6 | 28 |  |  |  | 14 | 2026-07-10 | 2026-07-17 | 2026-07-20 | 30 |  |  |  |  | Non-Std
|  |  |  | 2026-07-06 | 2026-07-20 | 2026-08-03 | 2026-07-17 |  | 4534005089 | 220 | S21.1922.D | BondAutomation Control PCB | WIP | 6 | 5 | -1 | Leica Biosystems Nussloch GmbH U010 | DE | 1 | #REF! |  | 1140 |  |  | 301010 | 7017.45 | 0 | AUD | 1368.2 | 3 |  |  | 3083OCONNORE | -1 | 28 |  |  |  | 14 | 2026-07-10 | 2026-07-17 | 2026-07-20 | 210 |  |  |  |  | Non-Std
|  | X |  | 2026-07-06 | 2026-07-20 | 2026-08-03 | 2026-07-17 |  | 4534005089 | 230 | S21.1942.B | Y-axis Motor |  | 2 | 3 | 1 | Leica Biosystems Nussloch GmbH U010 | DE | 1 | #REF! |  | 1140 |  |  | 301010 | 623.08 | 0 | AUD | 330.51 | 3 |  |  | 3083OCONNORE | 1 | 28 |  |  |  | 14 | 2026-07-10 | 2026-07-17 | 2026-07-20 | 10 | Omitted |  |  |  | Non-Std
|  |  |  | 2026-07-06 | 2026-07-20 | 2026-08-03 | 2026-07-17 |  | 4534005092 | 260 | S21.0691.A | 9 Ltr External Waste Assembly | obsolete part? | 2 | 1 | -1 | Leica Biosystems Nussloch GmbH U010 | DE | 1 | #REF! |  | 1140 |  |  | 301010 | 1895.52 | 0 | AUD | 387.64 | 3 |  |  | 3083OCONNORE | -1 | 28 |  |  |  | 14 | 2026-07-10 | 2026-07-17 | 2026-07-20 | 36 |  |  |  |  | Non-Std
|  |  |  | 2026-07-06 | 2026-07-20 | 2026-08-03 | 2026-07-17 |  | 4534005092 | 300 | S091.1730.C | Locked Bulk Container Assy (Legacy) | WIP | 1 | 0 | -1 | Leica Biosystems Nussloch GmbH U010 | DE | 2 | #REF! |  | 1140 |  |  | 301010 | 1407.37 | 0 | AUD | 1499.86 | 3 |  |  | 3083OCONNORE | -1 | 28 |  |  |  | 14 | 2026-07-10 | 2026-07-17 | 2026-07-20 | 8 |  |  |  |  | Non-Std
|  |  |  | 2026-07-08 | 2026-07-20 | 2026-08-03 | 2026-07-17 |  | 4534007048 | 90 | S21.2267.E | B3 Waste trap | WIP | 10 | 2 | -8 | Leica Biosystems Nussloch GmbH U010 | DE | 1 | #REF! |  | 1140 |  |  | 301010 | 4324.03 | 0 | AUD | 386.85 | 3 |  |  | 3083OCONNORE | -8 | 26 |  |  |  | 12 | 2026-07-12 | 2026-07-17 | 2026-07-20 | 250 |  |  |  |  | Non-Std
|  | X |  | 2026-07-08 | 2026-07-20 | 2026-08-03 | 2026-07-17 |  | 4534007048 | 190 | S21.5901.A | BOND Mainboard Spare |  | 1 | 8 | 7 | Leica Biosystems Nussloch GmbH U010 | DE | 3 | #REF! |  | 1140 |  |  | 301010 | 577.01 | 0 | AUD | 508.52 | 3 |  |  | 3083OCONNORE | 7 | 26 |  |  |  | 12 | 2026-07-12 | 2026-07-17 | 2026-07-20 | 10 | Omitted |  |  |  | Non-Std
|  | 1 |  | 2026-07-08 | 2026-07-20 | 2026-08-03 | 2026-07-17 |  | 4534007075 | 10 | S091.1688.B | DI Water Bulk Container Assy |  | 2 | 3 | 1 | Leica Biosystems Nussloch GmbH U010 | DE | 1 | #REF! |  | 1140 |  |  | 301010 | 954.5 | 0 | AUD | 411.09 | 3 |  |  | 3083OCONNORE | 1 | 26 |  |  |  | 12 | 2026-07-12 | 2026-07-17 | 2026-07-20 | 20 |  |  |  |  | Non-Std
|  | 1 |  | 2026-07-13 | 2026-07-20 | 2026-08-03 | 2026-07-17 |  | 4534009551 | 10 | S21.1971 | Bond Mixing Stations | IN STOCK | 150 | 287 | 137 | Leica Biosystems Richmond | US | 9 | #REF! |  | 3080 |  |  | 301010 | 5963.45 | 0 | AUD | 18.54 | 3 |  |  | 3083GARZAG | 137 | 21 |  |  |  | 7 | 2026-07-17 | 2026-07-17 | 2026-07-20 | 1200 |  |  |  |  | Non-Std
|  | X |  | 2026-07-15 | 2026-07-03 | 2026-07-17 | 2026-07-20 | X | 4534011493 | 20 | S21.4632 | ZD421 BOND Slide Label Printer Spare |  | 2 | 6 | 4 | Leica Microsystems INC | US | 2 | #REF! |  | 1570 |  |  | 301010 | 1835.75 | 0 | AUD | 829.36 | 3 |  | 1 | 1573BISHC | 4 | 2 |  |  |  | -12 | 2026-07-19 | 2026-06-30 | 2026-07-23 | 16 | Omitted |  |  |  | Non-Std
|  |  |  | 2026-07-15 | 2026-07-15 | 2026-07-20 | 2026-07-20 |  | 4534010625 | 30 | S21.4564 | Bond Slide Labels and Printer Ribbon | shortage | 2 | 0 | -2 | Leica Biosystems New Zealand | NZ | 4 | #REF! |  | 3650 |  |  | 301003 | 287.45 | 0 | AUD | 103.94 | 3 |  |  | 1313ZHUS | -2 | 5 |  |  |  | 0 | 2026-07-19 | 2026-07-12 | 2026-07-23 | 2.4 |  |  |  |  | High - P&P
|  | X |  | 2026-07-15 | 2026-07-08 | 2026-07-22 | 2026-07-20 |  | 4534011375 | 10 | S091.1677.A | Waste/DI Transfer Pump |  | 3 | 7 | 4 | Leica Biosystems Nussloch GmbH U010 | DE | 3 | #REF! |  | 1140 |  |  | 301010 | 1139.34 | 0 | AUD | 395.81 | 3 |  | 1 | 3083OCONNORE | 4 | 7 |  |  |  | -7 | 2026-07-19 | 2026-07-05 | 2026-07-23 | 24 | Omitted |  |  |  | Non-Std
|  | X |  | 2026-07-15 | 2026-07-10 | 2026-07-24 | 2026-07-20 |  | 4534011430 | 10 | S21.4632 | ZD421 BOND Slide Label Printer Spare |  | 4 | 6 | 2 | Leica Biosystems Richmond | US | 2 | #REF! |  | 3080 |  |  | 301010 | 3671.5 | 0 | AUD | 829.36 | 3 |  | 1 | 3083OCONNORE | 2 | 9 |  |  |  | -5 | 2026-07-19 | 2026-07-07 | 2026-07-23 | 32 | Omitted |  |  |  | Non-Std
|  | C4C |  | 2026-07-16 | 2026-07-16 | 2026-07-27 | 2026-07-20 |  | 4534011558 | 10 | OEM864 | Flat Cable EMI Ferrite Fair-Rite Product |  | 20 | 51 | 31 | Leica Instruments (Shanghai) Co Ltd | CN | 1 | #REF! |  | 2060 |  |  | 301007 | 248.51 | 0 | AUD | 12.66 |  |  |  | 2063YOUX | 31 | 11 |  |  |  | 0 | 2026-07-20 | 2026-07-13 | 2026-07-23 | 160 | Omitted |  |  |  | Non-Std
|  | C4C |  | 2026-07-16 | 2026-07-16 | 2026-07-27 | 2026-07-20 |  | 4534011558 | 20 | 21.0140.100.C | Cover robot head |  | 20 | 112 | 92 | Leica Instruments (Shanghai) Co Ltd | CN | 1 | #REF! |  | 2060 |  |  | 301007 | 613.6 | 0 | AUD | 29.18 |  |  |  | 2063YOUX | 92 | 11 |  |  |  | 0 | 2026-07-20 | 2026-07-13 | 2026-07-23 | 160 | Omitted |  |  |  | Non-Std
|  | C4C |  | 2026-07-16 | 2026-07-16 | 2026-07-27 | 2026-07-20 |  | 4534011558 | 30 | 21.0409.100.C | Splash Guard |  | 20 | 217 | 197 | Leica Instruments (Shanghai) Co Ltd | CN | 1 | #REF! |  | 2060 |  |  | 301007 | 144.12 | 0 | AUD | 7.63 |  |  |  | 2063YOUX | 197 | 11 |  |  |  | 0 | 2026-07-20 | 2026-07-13 | 2026-07-23 | 160 | Omitted |  |  |  | Non-Std
|  | C4C |  | 2026-07-16 | 2026-07-16 | 2026-07-27 | 2026-07-20 |  | 4534011558 | 40 | 21.0406.100.C | Clamp-Cable |  | 20 | 85 | 65 | Leica Instruments (Shanghai) Co Ltd | CN | 1 | #REF! |  | 2060 |  |  | 301007 | 186.17 | 0 | AUD | 9.84 |  |  |  | 2063YOUX | 65 | 11 |  |  |  | 0 | 2026-07-20 | 2026-07-13 | 2026-07-23 | 160 | Omitted |  |  |  | Non-Std
|  | 1 |  | 2026-07-16 | 2026-07-14 | 2026-07-28 | 2026-07-20 |  | 4534012231 | 10 | 49.4525.B | BOND-ADVANCE Terminal (7) |  | 2 | 2 | 0 | Leica Biosystems Richmond | US | 2 | #REF! |  | 3080 |  |  | 301010 | 12196.59 | 0 | AUD | 2252.56 | 4 |  | 1 | 3083OCONNORE | 0 | 12 |  |  |  | -2 | 2026-07-20 | 2026-07-11 | 2026-07-23 | 140 | Omitted |  |  |  | Non-Std
Bond-L260715022 |  | 1 |  | 2026-07-16 | 2026-07-23 | 2026-08-03 | 2026-07-20 |  | 5476583 | 290 | S21.1971 | Bond Mixing Stations | IN STOCK | 5 | 137 | 132 | Leica Microsystems Ltd. | TW | 9 | #REF! | ZM | 3010 |  |  | 301007 | 99.4 | 19.88 | AUD | 18.54 | 3 |  |  | PSGINFORM | 132 | 18 |  |  |  | 7 | 2026-07-20 | 2026-07-20 | 2026-07-23 | 40 |  |  |  |  | Non-Std
|  | X |  | 2026-07-15 | 2026-07-20 | 2026-08-03 | 2026-07-20 |  | 4534011485 | 10 | S21.4611 | BOND Universal Covertiles (pack of 160) |  | 180 | 431 | 251 | Leica Biosystems Richmond | US | 3 | #REF! |  | 3080 |  |  | 301010 | 43484.92 | 0 | AUD | 47.29 | 3 |  |  | 3083GARZAG | 251 | 19 |  |  |  | 5 | 2026-07-19 | 2026-07-17 | 2026-07-23 | 1440 | Omitted |  |  |  | Non-Std
|  |  |  | 2026-07-16 | 2026-07-23 | 2026-08-03 | 2026-07-20 |  | 4534011695 | 10 | S21.4564 | Bond Slide Labels and Printer Ribbon | shortage | 5 | -2 | -7 | Leica Microsystems Ltd. | HK | 4 | #REF! |  | 1430 |  |  | 301007 | 763.52 | 0 | AUD | 103.94 | 3 |  |  | 1433WONGC | -7 | 18 |  |  |  | 7 | 2026-07-20 | 2026-07-20 | 2026-07-23 | 6 |  |  |  |  | High - P&P
|  | X |  | 2026-07-17 | 2026-07-07 | 2026-07-21 | 2026-07-21 |  | 4534013057 | 10 | S091.0032.B | Power Supply Module Assy |  | 1 | 2 | 1 | Leica Microsystems INC | US | 1 | #REF! |  | 1570 |  |  | 301010 | 1987.05 | 0 | AUD | 1725.87 | 3 |  | 1 | 1573HERRERAL | 1 | 4 |  |  |  | -10 | 2026-07-21 | 2026-07-04 | 2026-07-24 | 8 | Omitted |  |  |  | Non-Std
|  | X |  | 2026-07-17 | 2026-07-13 | 2026-07-22 | 2026-07-21 |  | 4534012267 | 10 | S21.4554.A | Bond Waste Valve NCoilNConn |  | 4 | 8 | 4 | Leica Microsystems Ltd. | HK | 1 | #REF! |  | 1430 |  |  | 301007 | 382.54 | 0 | AUD | 84.62 | 3 |  |  | 1433WONGC | 4 | 5 |  |  |  | -4 | 2026-07-21 | 2026-07-10 | 2026-07-24 | 28 | Omitted |  |  |  | Non-Std
|  | X |  | 2026-07-17 | 2026-07-17 | 2026-07-22 | 2026-07-21 |  | 4534012279 | 10 | S26.0546.D | Retort Lid Seal |  | 2 | 25 | 23 | LEICA MICROSYSTEMS PTY LTD. | AU | 5 | #REF! |  | 1310 |  |  | 301003 | 267.5 | 0 | AUD | 63.46 | 3 |  |  | 1313ZHUS | 23 | 5 |  |  |  | 0 | 2026-07-21 | 2026-07-14 | 2026-07-24 | 2.4 | Omitted |  |  |  | Non-Std
|  | 1 |  | 2026-07-17 | 2026-07-17 | 2026-07-22 | 2026-07-21 |  | 4534012279 | 20 | S26.4548.H | Peloris Preventative Maintenance Kit |  | 6 | 45 | 39 | LEICA MICROSYSTEMS PTY LTD. | AU | 5 | #REF! |  | 1310 |  |  | 301003 | 2727.48 | 0 | AUD | 338.33 | 3 |  |  | 1313ZHUS | 39 | 5 |  |  |  | 0 | 2026-07-21 | 2026-07-14 | 2026-07-24 | 42 |  |  |  |  | High - Assy
|  | 1 |  | 2026-07-17 | 2026-07-17 | 2026-07-22 | 2026-07-21 |  | 4534012283 | 10 | S21.2131 | Bond Syringe For 9 Port Pump |  | 4 | 152 | 148 | LEICA MICROSYSTEMS PTY LTD. | AU | 2 | #REF! |  | 1310 |  |  | 301003 | 317.36 | 0 | AUD | 65.37 | 3 |  |  | 1313ZHUS | 148 | 5 |  |  |  | 0 | 2026-07-21 | 2026-07-14 | 2026-07-24 | 2.4 |  |  |  |  | High - P&P
|  | X |  | 2026-07-17 | 2026-07-17 | 2026-07-22 | 2026-07-21 |  | 4534012316 | 10 | S26.0546.D | Retort Lid Seal |  | 2 | 25 | 23 | LEICA MICROSYSTEMS PTY LTD. | AU | 5 | #REF! |  | 1310 |  |  | 301003 | 267.5 | 0 | AUD | 63.46 | 3 |  |  | 1313ZHUS | 23 | 5 |  |  |  | 0 | 2026-07-21 | 2026-07-14 | 2026-07-24 | 2.4 | Omitted |  |  |  | Non-Std
|  | 1 |  | 2026-07-17 | 2026-07-17 | 2026-07-22 | 2026-07-21 |  | 4534012316 | 20 | S26.0742.D | Wax Bath Lid Seal |  | 2 | 14 | 12 | LEICA MICROSYSTEMS PTY LTD. | AU | 1 | #REF! |  | 1310 |  |  | 301003 | 390 | 0 | AUD | 50.88 | 3 |  |  | 1313ZHUS | 12 | 5 |  |  |  | 0 | 2026-07-21 | 2026-07-14 | 2026-07-24 | 2.4 |  |  |  |  | Non-Std
|  | X |  | 2026-07-17 | 2026-07-17 | 2026-07-22 | 2026-07-21 |  | 4534012330 | 10 | S26.0546.D | Retort Lid Seal |  | 1 | 25 | 24 | Leica Biosystems New Zealand | NZ | 5 | #REF! |  | 3650 |  |  | 301003 | 116.12 | 0 | AUD | 63.46 | 3 |  |  | 1313ZHUS | 24 | 5 |  |  |  | 0 | 2026-07-21 | 2026-07-14 | 2026-07-24 | 1.2 | Omitted |  |  |  | Non-Std
|  | 1 |  | 2026-07-17 | 2026-07-13 | 2026-07-22 | 2026-07-21 |  | 4534012621 | 10 | S26.4548.H | Peloris Preventative Maintenance Kit |  | 1 | 27 | 26 | LEICA MICROSYSTEMS TRADING LTD | CN | 5 | #REF! |  | 1830 |  |  | 301007 | 420.5 | 0 | AUD | 338.33 | 3 |  | 1 | 3683LUYIY | 26 | 5 |  |  |  | -4 | 2026-07-21 | 2026-07-10 | 2026-07-24 | 7 |  |  |  |  | High - Assy
|  | 1 |  | 2026-07-17 | 2026-07-13 | 2026-07-22 | 2026-07-21 |  | 4534012621 | 20 | S26.4548.H | Peloris Preventative Maintenance Kit |  | 1 | 27 | 26 | LEICA MICROSYSTEMS TRADING LTD | CN | 5 | #REF! |  | 1830 |  |  | 301007 | 420.5 | 0 | AUD | 338.33 | 3 |  | 1 | 3683LUYIY | 26 | 5 |  |  |  | -4 | 2026-07-21 | 2026-07-10 | 2026-07-24 | 7 |  |  |  |  | High - Assy
|  | 1 |  | 2026-07-17 | 2026-07-13 | 2026-07-22 | 2026-07-21 |  | 4534012621 | 30 | S21.2131 | Bond Syringe For 9 Port Pump |  | 12 | 152 | 140 | LEICA MICROSYSTEMS TRADING LTD | CN | 2 | #REF! |  | 1830 |  |  | 301007 | 1064.11 | 0 | AUD | 65.37 | 3 |  | 1 | 3683LUYIY | 140 | 5 |  |  |  | -4 | 2026-07-21 | 2026-07-10 | 2026-07-24 | 7.2 |  |  |  |  | High - P&P
|  | X |  | 2026-07-17 | 2026-07-13 | 2026-07-22 | 2026-07-21 |  | 4534012621 | 40 | S21.3104.F | B3 Heater |  | 4 | 59 | 55 | LEICA MICROSYSTEMS TRADING LTD | CN | 2 | #REF! |  | 1830 |  |  | 301007 | 438.05 | 0 | AUD | 96.52 | 3 |  | 1 | 3683LUYIY | 55 | 5 |  |  |  | -4 | 2026-07-21 | 2026-07-10 | 2026-07-24 | 18 | Omitted |  |  |  | High - P&P
|  | 1 |  | 2026-07-17 | 2026-07-13 | 2026-07-22 | 2026-07-21 |  | 4534012621 | 50 | S21.4586.B | BOND Slide Tray |  | 3 | 16 | 13 | LEICA MICROSYSTEMS TRADING LTD | CN | 1 | #REF! |  | 1830 |  |  | 301007 | 144.8 | 0 | AUD | 52.33 | 3 |  | 1 | 3683LUYIY | 13 | 5 |  |  |  | -4 | 2026-07-21 | 2026-07-10 | 2026-07-24 | 12 |  |  |  |  | Non-Std
|  | 1 |  | 2026-07-17 | 2026-07-13 | 2026-07-22 | 2026-07-21 |  | 4534012621 | 60 | S21.5800.C | B3 Expansion board |  | 1 | 3 | 2 | LEICA MICROSYSTEMS TRADING LTD | CN | 1 | #REF! |  | 1830 |  |  | 301007 | 310.16 | 0 | AUD | 228.73 | 3 |  | 1 | 3683LUYIY | 2 | 5 |  |  |  | -4 | 2026-07-21 | 2026-07-10 | 2026-07-24 | 8 |  |  |  |  | Non-Std
|  | 1 |  | 2026-07-17 | 2026-07-13 | 2026-07-22 | 2026-07-21 |  | 4534012621 | 70 | S26.5502.D | Power Control PCB |  | 1 | 1 | 0 | LEICA MICROSYSTEMS TRADING LTD | CN | 1 | #REF! |  | 1830 |  |  | 301007 | 454.73 | 0 | AUD | 435.64 | 3 |  | 1 | 3683LUYIY | 0 | 5 |  |  |  | -4 | 2026-07-21 | 2026-07-10 | 2026-07-24 | 35 |  |  |  |  | Non-Std
|  | 1 |  | 2026-07-17 | 2026-07-13 | 2026-07-22 | 2026-07-21 |  | 4534012621 | 80 | S21.4174.A | B3 Fluidics module bottom loom |  | 1 | 2 | 1 | LEICA MICROSYSTEMS TRADING LTD | CN | 1 | #REF! |  | 1830 |  |  | 301007 | 312.08 | 0 | AUD | 156.81 | 3 |  | 1 | 3683LUYIY | 1 | 5 |  |  |  | -4 | 2026-07-21 | 2026-07-10 | 2026-07-24 | 5 |  |  |  |  | Non-Std
|  |  |  | 2026-07-17 | 2026-07-13 | 2026-07-22 | 2026-07-21 |  | 4534012623 | 10 | B091.5512.A | BOND-PRIME Locked Bulk Assembly X3 Repla | Ship one | 1 | 0 | -1 | Leica Biosystems Technology Shangha | CN | 4 | #REF! |  | 3680 |  |  | 301007 | 2371.3 | 0 | AUD | 2170.91 | 3 |  | 1 | 3683LUYIY | -1 | 5 |  |  |  | -4 | 2026-07-21 | 2026-07-10 | 2026-07-24 | 8 |  |  |  |  | Non-Std
|  |  |  | 2026-07-17 | 2026-07-13 | 2026-07-22 | 2026-07-21 |  | 4534012623 | 20 | B091.5512.A | BOND-PRIME Locked Bulk Assembly X3 Repla |  | 1 | -1 | -2 | Leica Biosystems Technology Shangha | CN | 4 | #REF! |  | 3680 |  |  | 301007 | 2371.3 | 0 | AUD | 2170.91 | 3 |  | 1 | 3683LUYIY | -2 | 5 |  |  |  | -4 | 2026-07-21 | 2026-07-10 | 2026-07-24 | 8 |  |  |  |  | Non-Std
|  | X |  | 2026-07-17 | 2026-07-13 | 2026-07-22 | 2026-07-21 |  | 4534012623 | 30 | S091.1677.A | Waste/DI Transfer Pump |  | 1 | 7 | 6 | Leica Biosystems Technology Shangha | CN | 3 | #REF! |  | 3680 |  |  | 301007 | 430.2 | 0 | AUD | 395.81 | 3 |  | 1 | 3683LUYIY | 6 | 5 |  |  |  | -4 | 2026-07-21 | 2026-07-10 | 2026-07-24 | 8 | Omitted |  |  |  | Non-Std
|  | 1 |  | 2026-07-17 | 2026-07-14 | 2026-07-23 | 2026-07-21 |  | 4534012402 | 10 | 3801-011005-001 | Periodical maintenance kit |  | 1 | 1 | 0 | Leica Microsystems K.K. U32040 | JP | 1 | #REF! |  | 1450 |  |  | 301007 | 1288.97 | 0 | AUD | 2563.43 | 3 |  |  | 1453KOYAMAA | 0 | 6 | TBE |  |  | -3 | 2026-07-21 | 2026-07-11 | 2026-07-24 | 332 |  |  |  |  | Non-Std
|  |  |  | 2026-07-17 | 2026-07-14 | 2026-07-23 | 2026-07-21 |  | 4534012402 | 20 | B26.5048.G | PELORIS ETX-PM to ETX-ATOM Change Kit |  | 1 | -5 | -6 | Leica Microsystems K.K. U32040 | JP | 2 | #REF! |  | 1450 |  |  | 301007 | 2586.52 | 0 | AUD | 2536.22 | 3 |  |  | 1453KOYAMAA | -6 | 6 |  |  |  | -3 | 2026-07-21 | 2026-07-11 | 2026-07-24 | 190 |  |  |  |  | Non-Std
|  |  |  | 2026-07-17 | 2026-07-14 | 2026-07-23 | 2026-07-21 |  | 4534012402 | 30 | S21.0426.D | Bond Insulator Block |  | 1 | -6 | -7 | Leica Microsystems K.K. U32040 | JP | 3 | #REF! |  | 1450 |  |  | 301007 | 220.61 | 0 | AUD | 479.75 | 3 |  |  | 1453KOYAMAA | -7 | 6 |  |  |  | -3 | 2026-07-21 | 2026-07-11 | 2026-07-24 | 5 |  |  |  |  | Non-Std
|  | 1 |  | 2026-07-17 | 2026-07-14 | 2026-07-23 | 2026-07-21 |  | 4534012402 | 40 | S21.0506.E | Heater Assy Position 10 |  | 1 | 25 | 24 | Leica Microsystems K.K. U32040 | JP | 1 | #REF! |  | 1450 |  |  | 301007 | 53.48 | 0 | AUD | 93.76 | 3 |  |  | 1453KOYAMAA | 24 | 6 |  |  |  | -3 | 2026-07-21 | 2026-07-11 | 2026-07-24 | 3 |  |  |  |  | Non-Std
|  | 1 |  | 2026-07-17 | 2026-07-14 | 2026-07-23 | 2026-07-21 |  | 4534012402 | 50 | S21.0605 | Bond Aspirating Probe |  | 1 | 41 | 40 | Leica Microsystems K.K. U32040 | JP | 1 | #REF! |  | 1450 |  |  | 301007 | 324.48 | 0 | AUD | 200.93 | 3 |  |  | 1453KOYAMAA | 40 | 6 |  |  |  | -3 | 2026-07-21 | 2026-07-11 | 2026-07-24 | 2.5 |  |  |  |  | Non-Std
|  | 1 |  | 2026-07-17 | 2026-07-14 | 2026-07-23 | 2026-07-21 |  | 4534012402 | 60 | S21.2332.B | B3 Heater Block w Heaters |  | 1 | 30 | 29 | Leica Microsystems K.K. U32040 | JP | 1 | #REF! |  | 1450 |  |  | 301007 | 480.09 | 0 | AUD | 894.39 | 3 |  |  | 1453KOYAMAA | 29 | 6 |  |  |  | -3 | 2026-07-21 | 2026-07-11 | 2026-07-24 | 10 |  |  |  |  | High - Assy
|  | X |  | 2026-07-17 | 2026-07-14 | 2026-07-23 | 2026-07-21 |  | 4534012402 | 70 | S21.3104.F | B3 Heater |  | 1 | 59 | 58 | Leica Microsystems K.K. U32040 | JP | 2 | #REF! |  | 1450 |  |  | 301007 | 69.86 | 0 | AUD | 96.52 | 3 |  |  | 1453KOYAMAA | 58 | 6 |  |  |  | -3 | 2026-07-21 | 2026-07-11 | 2026-07-24 | 4.5 | Omitted |  |  |  | High - P&P
|  | 1 |  | 2026-07-17 | 2026-07-14 | 2026-07-23 | 2026-07-21 |  | 4534012402 | 80 | S21.4187.D | BOND-III Waste Pump |  | 1 | 1 | 0 | Leica Microsystems K.K. U32040 | JP | 2 | #REF! |  | 1450 |  |  | 301007 | 224.92 | 0 | AUD | 424.49 | 3 |  |  | 1453KOYAMAA | 0 | 6 |  |  |  | -3 | 2026-07-21 | 2026-07-11 | 2026-07-24 | 15 |  |  |  |  | Non-Std
|  | X |  | 2026-07-17 | 2026-07-14 | 2026-07-23 | 2026-07-21 |  | 4534012402 | 90 | S21.5901.A | BOND Mainboard Spare |  | 1 | 8 | 7 | Leica Microsystems K.K. U32040 | JP | 3 | #REF! |  | 1450 |  |  | 301007 | 430.2 | 0 | AUD | 508.52 | 3 |  |  | 1453KOYAMAA | 7 | 6 |  |  |  | -3 | 2026-07-21 | 2026-07-11 | 2026-07-24 | 10 | Omitted |  |  |  | Non-Std
|  | X |  | 2026-07-17 | 2026-07-14 | 2026-07-23 | 2026-07-21 |  | 4534012402 | 100 | S26.0546.D | Retort Lid Seal |  | 2 | 25 | 23 | Leica Microsystems K.K. U32040 | JP | 5 | #REF! |  | 1450 |  |  | 301007 | 173.51 | 0 | AUD | 63.46 | 3 |  |  | 1453KOYAMAA | 23 | 6 |  |  |  | -3 | 2026-07-21 | 2026-07-11 | 2026-07-24 | 2.4 | Omitted |  |  |  | Non-Std
|  | 1 |  | 2026-07-17 | 2026-07-14 | 2026-07-23 | 2026-07-21 |  | 4534012402 | 110 | S26.4548.H | Peloris Preventative Maintenance Kit |  | 2 | 39 | 37 | Leica Microsystems K.K. U32040 | JP | 5 | #REF! |  | 1450 |  |  | 301007 | 564.94 | 0 | AUD | 338.33 | 3 |  |  | 1453KOYAMAA | 37 | 6 |  |  |  | -3 | 2026-07-21 | 2026-07-11 | 2026-07-24 | 14 |  |  |  |  | High - Assy
|  |  |  | 2026-07-17 | 2026-07-14 | 2026-07-23 | 2026-07-21 |  | 4534012576 | 10 | S21.4564 | Bond Slide Labels and Printer Ribbon |  | 2 | -7 | -9 | Leica Microsystems K.K. U32040 | JP | 4 | #REF! |  | 1450 |  |  | 301007 | 282.15 | 0 | AUD | 103.94 | 3 |  |  | 1453KOYAMAA | -9 | 6 |  |  |  | -3 | 2026-07-21 | 2026-07-11 | 2026-07-24 | 2.4 |  |  |  |  | High - P&P
|  | 1 |  | 2026-07-17 | 2026-07-14 | 2026-07-23 | 2026-07-21 |  | 4534012576 | 20 | S21.4604 | BOND Printer Ribbon & Labels Cxi (1Pack) |  | 1 | 33 | 32 | Leica Microsystems K.K. U32040 | JP | 3 | #REF! |  | 1450 |  |  | 301007 | 52.58 | 0 | AUD | 55.51 | 3 |  |  | 1453KOYAMAA | 32 | 6 |  |  |  | -3 | 2026-07-21 | 2026-07-11 | 2026-07-24 | 8 |  |  |  |  | Non-Std
|  | 1 |  | 2026-07-17 | 2026-07-14 | 2026-07-23 | 2026-07-21 |  | 4534012589 | 10 | S21.0257.B | Exhaust Duct Assembly |  | 1 | 1 | 0 | Leica Microsystems K.K. U32040 | JP | 1 | #REF! |  | 1450 |  |  | 301007 | 130.51 | 0 | AUD | 250.71 | 3 |  |  | 1453KOYAMAA | 0 | 6 |  |  |  | -3 | 2026-07-21 | 2026-07-11 | 2026-07-24 | 10 |  |  |  |  | Non-Std
|  | 1 |  | 2026-07-17 | 2026-07-14 | 2026-07-23 | 2026-07-21 |  | 4534012606 | 10 | S26.4548.H | Peloris Preventative Maintenance Kit |  | 1 | 37 | 36 | Leica Microsystems K.K. U32040 | JP | 5 | #REF! |  | 1450 |  |  | 301007 | 282.47 | 0 | AUD | 338.33 | 3 |  |  | 1453KOYAMAA | 36 | 6 |  |  |  | -3 | 2026-07-21 | 2026-07-11 | 2026-07-24 | 7 |  |  |  |  | High - Assy
|  | X |  | 2026-07-17 | 2026-07-14 | 2026-07-23 | 2026-07-21 |  | 4534012606 | 20 | S26.0546.D | Retort Lid Seal |  | 1 | 25 | 24 | Leica Microsystems K.K. U32040 | JP | 5 | #REF! |  | 1450 |  |  | 301007 | 86.76 | 0 | AUD | 63.46 | 3 |  |  | 1453KOYAMAA | 24 | 6 |  |  |  | -3 | 2026-07-21 | 2026-07-11 | 2026-07-24 | 1.2 | Omitted |  |  |  | Non-Std
|  | 1 |  | 2026-07-17 | 2026-07-14 | 2026-07-23 | 2026-07-21 |  | 4534012606 | 30 | S26.4564.A | Air Silencer |  | 1 | 4 | 3 | Leica Microsystems K.K. U32040 | JP | 1 | #REF! |  | 1450 |  |  | 301007 | 28.48 | 0 | AUD | 59.47 | 3 |  |  | 1453KOYAMAA | 3 | 6 |  |  |  | -3 | 2026-07-21 | 2026-07-11 | 2026-07-24 | 7 |  |  |  |  | Non-Std
|  | X |  | 2026-07-17 | 2026-07-17 | 2026-07-28 | 2026-07-21 |  | 4534012496 | 10 | DS9800 | Bond Polymer Refine Detection |  | 198 | 1.761 | -196.239 | Leica Microsystems K.K. U32040 | JP | 6 | #REF! |  | 1450 |  |  | 301007 | 122037.81 | 0 | AUD | 6338.28 | 3 |  |  | 1453KOYAMAA | -196.239 | 11 | DS9800 |  |  | 0 | 2026-07-21 | 2026-07-14 | 2026-07-24 | 1584 | Omitted |  |  |  | Non-Std
|  | C4C |  | 2026-07-17 | 2026-07-20 | 2026-07-29 | 2026-07-21 |  | 4534012459 | 10 | 21.0605.C | Probe assembly |  | 8 | 1.463 | -6.537 | Leica Instruments (Shanghai) Co Ltd | CN | 1 | #REF! |  | 2060 |  |  | 301007 | 1044.74 | 0 | AUD | 176.82 |  |  |  | 2063YOUX | -6.537 | 12 |  |  |  | 3 | 2026-07-21 | 2026-07-17 | 2026-07-24 | 64 | Omitted |  |  |  | Non-Std
|  | C4C |  | 2026-07-17 | 2026-07-20 | 2026-07-29 | 2026-07-21 |  | 4534012459 | 20 | 21.0408.100.E | Cable Support Block |  | 25 | 99 | 74 | Leica Instruments (Shanghai) Co Ltd | CN | 1 | #REF! |  | 2060 |  |  | 301007 | 255.18 | 0 | AUD | 10.78 |  |  |  | 2063YOUX | 74 | 12 |  |  |  | 3 | 2026-07-21 | 2026-07-17 | 2026-07-24 | 200 | Omitted |  |  |  | Non-Std
|  | C4C |  | 2026-07-17 | 2026-07-20 | 2026-07-29 | 2026-07-21 |  | 4534012459 | 30 | 21.0420.A | FTP Connector Block |  | 10 | 32 | 22 | Leica Instruments (Shanghai) Co Ltd | CN | 1 | #REF! |  | 2060 |  |  | 301007 | 144.12 | 0 | AUD | 15.23 |  |  |  | 2063YOUX | 22 | 12 |  |  |  | 3 | 2026-07-21 | 2026-07-17 | 2026-07-24 | 80 | Omitted |  |  |  | Non-Std
|  | C4C |  | 2026-07-17 | 2026-07-20 | 2026-07-29 | 2026-07-21 |  | 4534012459 | 40 | OEM3761 | EN Chain 1x0130.15/2kr37x25+MI Kabelschl |  | 10 | 37 | 27 | Leica Instruments (Shanghai) Co Ltd | CN | 1 | #REF! |  | 2060 |  |  | 301007 | 567.49 | 0 | AUD | 55.22 |  |  |  | 2063YOUX | 27 | 12 |  |  |  | 3 | 2026-07-21 | 2026-07-17 | 2026-07-24 | 80 | Omitted |  |  |  | Non-Std
|  | C4C |  | 2026-07-17 | 2026-07-20 | 2026-07-29 | 2026-07-21 |  | 4534012459 | 50 | 21.4012.110.A | Barcode reader ribbon cable |  | 20 | 71 | 51 | Leica Instruments (Shanghai) Co Ltd | CN | 1 | #REF! |  | 2060 |  |  | 301007 | 207.34 | 0 | AUD | 9.86 |  |  |  | 2063YOUX | 51 | 12 |  |  |  | 3 | 2026-07-21 | 2026-07-17 | 2026-07-24 | 160 | Omitted |  |  |  | Non-Std
|  | C4C |  | 2026-07-17 | 2026-07-20 | 2026-07-29 | 2026-07-21 |  | 4534012459 | 60 | 21.2567.B | FTP Block Syringe 5 Tube Assy |  | 20 | 22 | 2 | Leica Instruments (Shanghai) Co Ltd | CN | 1 | #REF! |  | 2060 |  |  | 301007 | 797.74 | 0 | AUD | 40 |  |  |  | 2063YOUX | 2 | 12 |  |  |  | 3 | 2026-07-21 | 2026-07-17 | 2026-07-24 | 160 | Omitted |  |  |  | Non-Std
|  | C4C |  | 2026-07-17 | 2026-07-20 | 2026-07-29 | 2026-07-21 |  | 4534012459 | 70 | 21.3013.A | Newland Imager |  | 8 | 72 | 64 | Leica Instruments (Shanghai) Co Ltd | CN | 1 | #REF! |  | 2060 |  |  | 301007 | 941.28 | 0 | AUD | 109.85 |  |  |  | 2063YOUX | 64 | 12 |  |  |  | 3 | 2026-07-21 | 2026-07-17 | 2026-07-24 | 64 | Omitted |  |  |  | Non-Std
|  | C4C |  | 2026-07-17 | 2026-07-20 | 2026-07-29 | 2026-07-21 |  | 4534012459 | 80 | 21.2487.F | Side Window |  | 35 | 55 | 20 | Leica Instruments (Shanghai) Co Ltd | CN | 1 | #REF! |  | 2060 |  |  | 301007 | 1974.04 | 0 | AUD | 65.07 |  |  |  | 2063YOUX | 20 | 12 |  |  |  | 3 | 2026-07-21 | 2026-07-17 | 2026-07-24 | 280 | Omitted |  |  |  | Non-Std
|  | 1 |  | 2026-07-13 | 2026-07-24 | 2026-07-31 | 2026-07-21 |  | 4534009289 | 10 | S65.4607.C | CER 3m Shielded Patch Cable |  | 18 | 18 | 0 | Leica Microsystems UK Ltd | GB | 1 | #REF! |  | 1420 |  |  | 301005 | 505.72 | 0 | AUD | 37.98 | 3 |  |  | 1423WOLSTENN | 0 | 18 | Cerebro |  |  | 11 | 2026-07-17 | 2026-07-21 | 2026-07-24 | 108 |  |  |  |  | Non-Std
4534008712 |  | 1 |  | 2026-07-10 | 2026-07-24 | 2026-08-07 | 2026-07-21 |  | 5471909 | 30 | S21.1971 | Bond Mixing Stations | IN STOCK | 50 | 132 | 82 | Leica Biosystems Deutschland GmbH | DE | 9 | #REF! |  | 3010 |  | X | 301010 | 3219.5 | 64.39 | AUD | 18.54 | 3 |  |  | PSGSI | 82 | 28 |  |  |  | 14 | 2026-07-14 | 2026-07-21 | 2026-07-24 | 400 |  |  |  |  | Non-Std
4534010535 |  | 1 |  | 2026-07-14 | 2026-07-24 | 2026-08-07 | 2026-07-21 |  | 5474804 | 10 | S21.1971 | Bond Mixing Stations | IN STOCK | 50 | 82 | 32 | Leica Biosystems Deutschland GmbH | DE | 9 | #REF! |  | 3010 |  | X | 301010 | 3219.5 | 64.39 | AUD | 18.54 | 3 |  |  | PSGSI | 32 | 24 |  |  |  | 10 | 2026-07-18 | 2026-07-21 | 2026-07-24 | 400 |  |  |  |  | Non-Std
4534010535 |  |  |  | 2026-07-14 | 2026-07-24 | 2026-08-07 | 2026-07-21 |  | 5474804 | 50 | S21.1971 | Bond Mixing Stations | IN STOCK | 50 | 32 | -18 | Leica Biosystems Deutschland GmbH | DE | 9 | #REF! |  | 3010 |  | X | 301010 | 3219.5 | 64.39 | AUD | 18.54 | 3 |  |  | PSGSI | -18 | 24 |  |  |  | 10 | 2026-07-18 | 2026-07-21 | 2026-07-24 | 400 |  |  |  |  | Non-Std
|  |  |  | 2026-06-15 | 2026-07-24 | 2026-08-07 | 2026-07-21 |  | 4533991323 | 30 | S091.4512.B | Locked Bulk Load Cell Assembly | Deleted | 5 | 2 | -3 | Leica Biosystems Nussloch GmbH U010 | DE | 1 | #REF! |  | 1140 |  |  | 301010 | 3920.66 | 0 | AUD | 678.98 | 3 |  |  | 3083OCONNORE | -3 | 53 |  |  |  | 39 | 2026-06-19 | 2026-07-21 | 2026-07-24 | 40 |  |  |  |  | Non-Std
|  | X |  | 2026-07-10 | 2026-07-24 | 2026-08-07 | 2026-07-21 |  | 4534008713 | 10 | S091.0670 | ARC Module Assy |  | 15 | 17 | 2 | Leica Microsystems INC | US | 2 | #REF! |  | 1570 |  |  | 301010 | 20349.68 | 0 | AUD | 1201.18 | 3 |  |  | 1573HERRERAL | 2 | 28 |  |  |  | 14 | 2026-07-14 | 2026-07-21 | 2026-07-24 | 120 | Omitted |  |  |  | Non-Std
|  | P | P | 2026-07-10 | 2026-07-24 | 2026-08-07 | 2026-07-21 |  | 4534008713 | 20 | S091.3020.A | ARC Module Waste Valve Assy | can make | 1 | 0 | -1 | Leica Microsystems INC | US | 1 | #REF! |  | 1570 |  |  | 301010 | 522.68 | 0 | AUD | 421.38 | 3 |  |  | 1573HERRERAL | -1 | 28 |  |  |  | 14 | 2026-07-14 | 2026-07-21 | 2026-07-24 | 8 |  |  |  |  | Non-Std
|  |  |  | 2026-07-10 | 2026-07-24 | 2026-08-07 | 2026-07-21 |  | 4534008713 | 30 | S21.0426.D | Bond Insulator Block | QA & Stock issues | 6 | -7 | -13 | Leica Microsystems INC | US | 3 | #REF! |  | 1570 |  |  | 301010 | 3841.84 | 0 | AUD | 479.75 | 3 |  |  | 1573HERRERAL | -13 | 28 |  |  |  | 14 | 2026-07-14 | 2026-07-21 | 2026-07-24 | 30 |  |  |  |  | Non-Std
|  |  |  | 2026-07-10 | 2026-07-24 | 2026-08-07 | 2026-07-21 |  | 4534008715 | 40 | 49.0644.B | BOND System Control Kit (7) |  | 1 | 3 | 2 | Leica Biosystems Richmond | US | 7 | #REF! |  | 3080 |  |  | 301010 | 9094.81 | 0 | AUD | 3012.52 | 3 |  |  | 3083OCONNORE | 2 | 28 |  |  |  | 14 | 2026-07-14 | 2026-07-21 | 2026-07-24 | 100 |  |  |  |  | Non-Std
|  | 4 |  | 2026-07-13 | 2026-07-24 | 2026-08-07 | 2026-07-21 |  | 4534009518 | 10 | S091.3019.A | ARC Module Waste Manifold Assy |  | 1 | 0 | -1 | Leica Biosystems Nussloch GmbH U010 | DE | 5 | #REF! |  | 1140 |  |  | 301010 | 3763.83 | 0 | AUD | 3051.38 | 3 | S091.3019.B |  | 3083OCONNORE | -1 | 25 |  |  |  | 11 | 2026-07-17 | 2026-07-21 | 2026-07-24 | 8 | Omitted |  |  |  | Non-Std
|  |  |  | 2026-07-13 | 2026-07-24 | 2026-08-07 | 2026-07-21 |  | 4534009537 | 10 | 49.0644.B | BOND System Control Kit (7) |  | 3 | 3 | 0 | Leica Biosystems Richmond | US | 7 | #REF! |  | 3080 |  |  | 301010 | 27284.43 | 0 | AUD | 3012.52 | 3 |  |  | 3083OCONNORE | 0 | 25 |  |  |  | 11 | 2026-07-17 | 2026-07-21 | 2026-07-24 | 300 |  |  |  |  | Non-Std
|  |  |  | 2026-07-13 | 2026-07-24 | 2026-08-07 | 2026-07-21 |  | 4534009576 | 40 | 91.1671 | BOND-PRIME Suction Cups Spares | sap stock over physical stock | 7 | 17 | 10 | Leica Biosystems Richmond | US | 2 | #REF! |  | 3080 |  |  | 301010 | 537.51 | 0 | AUD | 62.31 | 3 |  |  | 3083OCONNORE | 10 | 25 |  |  |  | 11 | 2026-07-17 | 2026-07-21 | 2026-07-24 | 56 |  |  |  |  | Non-Std
|  | 1 | P | 2026-07-13 | 2026-07-24 | 2026-08-07 | 2026-07-21 |  | 4534009585 | 110 | S45.0315.B | VDU Top Assembly |  | 1 | 2 | 1 | Leica Microsystems INC | US | 2 | #REF! |  | 1570 |  |  | 301010 | 1529.91 | 0 | AUD | 1422.48 | 3 |  |  | 1573HERRERAL | 1 | 25 |  |  |  | 11 | 2026-07-17 | 2026-07-21 | 2026-07-24 | 90 |  |  |  |  | Non-Std
|  |  |  | 2026-07-13 | 2026-07-24 | 2026-08-07 | 2026-07-21 |  | 4534009585 | 160 | S21.2218.F | BFR Assembly | large order | 20 | 10 | -10 | Leica Microsystems INC | US | 2 | #REF! |  | 1570 |  |  | 301010 | 89132.23 | 0 | AUD | 1417.03 | 3 |  |  | 1573HERRERAL | -10 | 25 |  |  |  | 11 | 2026-07-17 | 2026-07-21 | 2026-07-24 | 940 |  |  |  |  | High - Assy
|  | X |  | 2026-07-13 | 2026-07-24 | 2026-08-07 | 2026-07-21 |  | 4534009585 | 170 | S26.4543.D | VDU & Touch Screen Silver |  | 2 | 2 | 0 | Leica Microsystems INC | US | 1 | #REF! |  | 1570 |  |  | 301010 | 2668.46 | 0 | AUD | 1153.16 | 3 |  |  | 1573HERRERAL | 0 | 25 |  |  |  | 11 | 2026-07-17 | 2026-07-21 | 2026-07-24 | 160 | Omitted |  |  |  | Non-Std
|  | X |  | 2026-07-13 | 2026-07-24 | 2026-08-07 | 2026-07-21 |  | 4534009585 | 210 | S21.1949.B | Covertile Clamps (qty 10) |  | 4 | 7 | 3 | Leica Microsystems INC | US | 1 | #REF! |  | 1570 |  |  | 301010 | 410.03 | 0 | AUD | 54.56 | 3 |  |  | 1573HERRERAL | 3 | 25 |  |  |  | 11 | 2026-07-17 | 2026-07-21 | 2026-07-24 | 60 | Omitted |  |  |  | Non-Std
|  | 1 |  | 2026-07-13 | 2026-07-24 | 2026-08-07 | 2026-07-21 |  | 4534009585 | 220 | S49.1513.A | BOND RX Controller (7) |  | 4 | 6 | 2 | Leica Microsystems INC | US | 1 | #REF! |  | 1570 |  |  | 301010 | 10164.63 | 0 | AUD | 2116.87 | 3 |  |  | 1573HERRERAL | 2 | 25 |  |  |  | 11 | 2026-07-17 | 2026-07-21 | 2026-07-24 | 280 |  |  |  |  | Non-Std
|  | 4 |  | 2026-07-13 | 2026-07-24 | 2026-08-07 | 2026-07-21 |  | 4534009585 | 230 | S091.3019.A | ARC Module Waste Manifold Assy |  | 3 | 0 | -3 | Leica Microsystems INC | US | 5 | #REF! |  | 1570 |  |  | 301010 | 12790.54 | 0 | AUD | 3051.38 | 3 | S091.3019.B |  | 1573HERRERAL | -3 | 25 |  |  |  | 11 | 2026-07-17 | 2026-07-21 | 2026-07-24 | 24 | Omitted |  |  |  | Non-Std
|  | X |  | 2026-07-13 | 2026-07-24 | 2026-08-07 | 2026-07-21 |  | 4534009585 | 250 | S21.4552.A | 9 Port Syringe Clamp |  | 20 | 44 | 24 | Leica Microsystems INC | US | 2 | #REF! |  | 1570 |  |  | 301010 | 619.98 | 0 | AUD | 70.4 | 3 |  |  | 1573HERRERAL | 24 | 25 |  |  |  | 11 | 2026-07-17 | 2026-07-21 | 2026-07-24 | 160 | Omitted |  |  |  | Non-Std
|  |  |  | 2026-07-13 | 2026-07-24 | 2026-08-07 | 2026-07-21 |  | 4534009585 | 280 | S26.0417.110.A | Air Pump Module 110V | WOChecker says no | 2 | 0 | -2 | Leica Microsystems INC | US | 1 | #REF! |  | 1570 |  |  | 301010 | 2297.84 | 0 | AUD | 1042.04 | 3 |  |  | 1573HERRERAL | -2 | 25 |  |  |  | 11 | 2026-07-17 | 2026-07-21 | 2026-07-24 | 140 |  |  |  |  | Non-Std
|  | 1 |  | 2026-07-13 | 2026-07-24 | 2026-08-07 | 2026-07-21 |  | 4534009585 | 290 | S26.4519.A | Burkert Air Valve |  | 6 | 13 | 7 | Leica Microsystems INC | US | 2 | #REF! |  | 1570 |  |  | 301010 | 3504.3 | 0 | AUD | 360.5 | 3 |  |  | 1573HERRERAL | 7 | 25 |  |  |  | 11 | 2026-07-17 | 2026-07-21 | 2026-07-24 | 30 |  |  |  |  | Non-Std
|  |  |  | 2026-07-13 | 2026-07-24 | 2026-08-07 | 2026-07-21 |  | 4534009585 | 300 | S21.2244.E | B3 Reagent Bottle 5 L | with B!!! For Testing | 4 | 3 | -1 | Leica Microsystems INC | US | 1 | #REF! |  | 1570 |  |  | 301010 | 982.45 | 0 | AUD | 208.74 | 3 |  |  | 1573HERRERAL | -1 | 25 |  |  |  | 11 | 2026-07-17 | 2026-07-21 | 2026-07-24 | 50 |  |  |  |  | Non-Std
|  |  |  | 2026-07-20 | 2026-07-13 | 2026-07-22 | 2026-07-24 |  | 4534013193 | 10 | S091.4501.A | Ethernet Cable Kit |  | 1 | 0 | -1 | Leica Microsystems Ltd. | HK | 1 | #REF! |  | 1430 |  |  | 301007 | 343.74 | 0 | AUD | 377.33 | 3 |  |  | 1433WONGC | -1 | 2 |  |  |  | -7 | 2026-07-24 | 2026-07-10 | 2026-07-27 | 8 |  |  |  |  | Non-Std
|  | 1 |  | 2026-07-20 | 2026-07-13 | 2026-07-22 | 2026-07-24 |  | 4534013193 | 20 | S091.1113.B | Wash Robot Probe Assy |  | 1 | 1 | 0 | Leica Microsystems Ltd. | HK | 1 | #REF! |  | 1430 |  |  | 301007 | 155.24 | 0 | AUD | 141.34 | 3 |  |  | 1433WONGC | 0 | 2 |  |  |  | -7 | 2026-07-24 | 2026-07-10 | 2026-07-27 | 8 |  |  |  |  | Non-Std
|  | 1 |  | 2026-07-20 | 2026-07-20 | 2026-07-23 | 2026-07-24 |  | 4534013134 | 10 | S26.0406.110.A | Air Pump Module 220V |  | 1 | 1 | 0 | LEICA MICROSYSTEMS PTY LTD. | AU | 1 | #REF! |  | 1310 |  |  | 301003 | 983.43 | 0 | AUD | 1210.84 | 3 |  |  | 1313SOT | 0 | 3 |  |  |  | 0 | 2026-07-24 | 2026-07-17 | 2026-07-27 | 70 |  |  |  |  | Non-Std
16058 |  |  |  | 2026-07-20 | 2026-07-27 | 2026-08-05 | 2026-07-24 |  | 5479082 | 20 | S21.4564 | Bond Slide Labels and Printer Ribbon | No paperwork | 8 | -9 | -17 | Leica Microsystems (Sea) Pte. Ltd. | PH | 4 | #REF! |  | 3010 | X |  | 301007 | 1290.32 | 161.29 | AUD | 103.94 | 3 |  |  | PSGINFORM | -17 | 16 |  |  |  | 7 | 2026-07-24 | 2026-07-24 | 2026-07-27 | 9.6 |  |  |  |  | High - P&P
16058 |  |  |  | 2026-07-20 | 2026-07-27 | 2026-08-05 | 2026-07-24 |  | 5479082 | 30 | S21.4604 | BOND Printer Ribbon & Labels Cxi (1Pack) | No paperwork | 5 | 32 | 27 | Leica Microsystems (Sea) Pte. Ltd. | PH | 3 | #REF! |  | 3010 | X |  | 301007 | 300.55 | 60.11 | AUD | 55.51 | 3 |  |  | PSGINFORM | 27 | 16 |  |  |  | 7 | 2026-07-24 | 2026-07-24 | 2026-07-27 | 40 |  |  |  |  | Non-Std
|  |  |  | 2026-07-20 | 2026-07-27 | 2026-08-05 | 2026-07-24 |  | 4630734117 | 10 | S21.1971 | Bond Mixing Stations | Trade Goods | 5 | -18 | -23 | Leica Microsystems LTD | KR | 9 | #REF! |  | 1460 |  |  | 301007 | 87.32 | 0 | AUD | 18.54 | 3 |  |  | 1573CHOH | -23 | 16 |  |  |  | 7 | 2026-07-24 | 2026-07-24 | 2026-07-27 | 40 |  |  |  |  | Non-Std
|  |  |  | 2026-07-10 | 2026-07-27 | 2026-08-10 | 2026-07-24 |  | 4534008611 | 10 | S21.4617.A | BOND-III Crate Spare |  | 2 | 1 | -1 | Leica Biosystems Nussloch GmbH U010 | DE | 2 | #REF! |  | 1140 |  |  | 301010 | 2394.3 | 0 | AUD | 1236.25 | 3 |  |  | 3083OCONNORE | -1 | 31 |  |  |  | 17 | 2026-07-14 | 2026-07-24 | 2026-07-27 | 140 |  |  |  |  | Non-Std
|  |  |  | 2026-07-15 | 2026-07-27 | 2026-08-10 | 2026-07-24 |  | 4534011447 | 10 | B091.5512.A | BOND-PRIME Locked Bulk Assembly X3 Repla |  | 3 | -2 | -5 | Leica Microsystems INC | US | 4 | #REF! |  | 1570 |  |  | 301010 | 7113.91 | 0 | AUD | 2170.91 | 3 |  | 1 | 1573BISHC | -5 | 26 |  |  |  | 12 | 2026-07-19 | 2026-07-24 | 2026-07-27 | 24 |  |  |  |  | Non-Std
|  | 2 |  | 2026-07-20 | 2026-07-27 | 2026-08-10 | 2026-07-24 |  | 4534013507 | 10 | 21.2201 | Bond-III Processing Module |  | 1 | 0 | -1 | Leica Biosystems Richmond | US | 2 | #REF! |  | 3080 |  |  | 301010 | 120102.95 | 0 | AUD | 47159.23 | 3 |  |  | 3013CROSSJ | -1 | 21 | Instrument |  |  | 7 | 2026-07-24 | 2026-07-24 | 2026-07-27 | 10 | Omitted |  |  |  | Non-Std
|  | X |  | 2026-07-20 | 2026-07-27 | 2026-08-10 | 2026-07-24 |  | 4534013510 | 10 | 21.2821 | BOND RX Processing Module |  | 1 | 2 | 1 | Leica Biosystems Richmond | US | 1 | #REF! |  | 3080 |  |  | 301010 | 160746.46 | 0 | AUD | 47265.57 | 3 |  |  | 3013CROSSJ | 1 | 21 | Instrument |  |  | 7 | 2026-07-24 | 2026-07-24 | 2026-07-27 | 10 | Omitted |  |  |  | Non-Std
|  | X |  | 2026-07-14 | 2026-07-28 | 2026-08-11 | 2026-07-24 |  | 4534010537 | 40 | S21.5901.A | BOND Mainboard Spare |  | 1 | 8 | 7 | Leica Biosystems Nussloch GmbH U010 | DE | 3 | #REF! |  | 1140 |  |  | 301010 | 577.01 | 0 | AUD | 508.52 | 3 |  |  | 3083OCONNORE | 7 | 28 |  |  |  | 14 | 2026-07-18 | 2026-07-25 | 2026-07-27 | 10 | Omitted |  |  |  | Non-Std
|  | X |  | 2026-07-14 | 2026-07-28 | 2026-08-11 | 2026-07-24 |  | 4534010537 | 80 | S091.3006.A | Waste Valve Manifold Assy |  | 4 | 4 | 0 | Leica Biosystems Nussloch GmbH U010 | DE | 1 | #REF! |  | 1140 |  |  | 301010 | 2377.79 | 0 | AUD | 659.29 | 3 |  |  | 3083OCONNORE | 0 | 28 |  |  |  | 14 | 2026-07-18 | 2026-07-25 | 2026-07-27 | 40 | Omitted |  |  |  | Non-Std
|  | X |  | 2026-07-14 | 2026-07-28 | 2026-08-11 | 2026-07-24 |  | 4534010537 | 100 | S21.0650.110.A | Air Pump |  | 2 | 2 | 0 | Leica Biosystems Nussloch GmbH U010 | DE | 1 | #REF! |  | 1140 |  |  | 301010 | 1324.98 | 0 | AUD | 660.63 | 3 |  |  | 3083OCONNORE | 0 | 28 |  |  |  | 14 | 2026-07-18 | 2026-07-25 | 2026-07-27 | 120 | Omitted |  |  |  | Non-Std
|  | X |  | 2026-07-14 | 2026-07-28 | 2026-08-11 | 2026-07-24 |  | 4534010537 | 110 | S21.2141.C | Bulk Container PCB (ER1/2,DI or Wash) |  | 5 | 5 | 0 | Leica Biosystems Nussloch GmbH U010 | DE | 1 | #REF! |  | 1140 |  |  | 301010 | 311.32 | 0 | AUD | 42.63 | 3 |  |  | 3083OCONNORE | 0 | 28 |  |  |  | 14 | 2026-07-18 | 2026-07-25 | 2026-07-27 | 25 | Omitted |  |  |  | Non-Std
|  | X |  | 2026-07-14 | 2026-07-28 | 2026-08-11 | 2026-07-24 |  | 4534010537 | 120 | S21.2341.C | Fan Module Assembly |  | 3 | 3 | 0 | Leica Biosystems Nussloch GmbH U010 | DE | 1 | #REF! |  | 1140 |  |  | 301010 | 2194.97 | 0 | AUD | 616.95 | 3 |  |  | 3083OCONNORE | 0 | 28 |  |  |  | 14 | 2026-07-18 | 2026-07-25 | 2026-07-27 | 24 | Omitted |  |  |  | Non-Std
|  | X |  | 2026-07-14 | 2026-07-28 | 2026-08-11 | 2026-07-24 |  | 4534010537 | 130 | S21.4552.A | 9 Port Syringe Clamp |  | 12 | 44 | 32 | Leica Biosystems Nussloch GmbH U010 | DE | 2 | #REF! |  | 1140 |  |  | 301010 | 267.49 | 0 | AUD | 70.4 | 3 |  |  | 3083OCONNORE | 32 | 28 |  |  |  | 14 | 2026-07-18 | 2026-07-25 | 2026-07-27 | 96 | Omitted |  |  |  | Non-Std
|  | 1 |  | 2026-07-14 | 2026-07-28 | 2026-08-11 | 2026-07-24 |  | 4534010537 | 150 | S26.4519.A | Burkert Air Valve |  | 5 | 7 | 2 | Leica Biosystems Nussloch GmbH U010 | DE | 2 | #REF! |  | 1140 |  |  | 301010 | 1908.73 | 0 | AUD | 360.5 | 3 |  |  | 3083OCONNORE | 2 | 28 |  |  |  | 14 | 2026-07-18 | 2026-07-25 | 2026-07-27 | 25 |  |  |  |  | Non-Std
|  |  |  | 2026-07-14 | 2026-07-28 | 2026-08-11 | 2026-07-24 |  | 4534010537 | 170 | B091.5035.B | Vacuum Valve Module Replacement Kit | shortage LBS000469 | 2 | 7 | 5 | Leica Biosystems Nussloch GmbH U010 | DE | 2 | #REF! |  | 1140 |  |  | 301010 | 3030.19 | 0 | AUD | 1290.77 | 3 |  |  | 3083OCONNORE | 5 | 28 |  |  |  | 14 | 2026-07-18 | 2026-07-25 | 2026-07-27 | 16 |  |  |  |  | Non-Std
|  | X |  | 2026-07-14 | 2026-07-28 | 2026-08-11 | 2026-07-24 |  | 4534010537 | 180 | S091.0670 | ARC Module Assy |  | 2 | 17 | 15 | Leica Biosystems Nussloch GmbH U010 | DE | 2 | #REF! |  | 1140 |  |  | 301010 | 2923.3 | 0 | AUD | 1201.18 | 3 |  |  | 3083OCONNORE | 15 | 28 |  |  |  | 14 | 2026-07-18 | 2026-07-25 | 2026-07-27 | 16 | Omitted |  |  |  | Non-Std
|  |  |  | 2026-07-14 | 2026-07-28 | 2026-08-11 | 2026-07-24 |  | 4534010542 | 30 | S091.1708.B | Unload Drawer 1/4" Inline Tube Filter |  | 6 | 1 | -5 | Leica Biosystems Nussloch GmbH U010 | DE | 1 | #REF! |  | 1140 |  |  | 301010 | 484.55 | 0 | AUD | 292.19 | 3 |  |  | 3083OCONNORE | -5 | 28 |  |  |  | 14 | 2026-07-18 | 2026-07-25 | 2026-07-27 | 60 |  |  |  |  | Non-Std
|  | X |  | 2026-07-14 | 2026-07-28 | 2026-08-11 | 2026-07-24 |  | 4534010542 | 40 | S21.0562.E | Heater Assy Position 1 to 9 |  | 70 | 126 | 56 | Leica Biosystems Nussloch GmbH U010 | DE | 2 | #REF! |  | 1140 |  |  | 301010 | 7812.09 | 0 | AUD | 93.75 | 3 |  |  | 3083OCONNORE | 56 | 28 |  |  |  | 14 | 2026-07-18 | 2026-07-25 | 2026-07-27 | 70 | Omitted |  |  |  | High - P&P
|  |  |  | 2026-07-14 | 2026-07-28 | 2026-08-11 | 2026-07-24 |  | 4534010542 | 70 | S21.2218.F | BFR Assembly |  | 6 | -10 | -16 | Leica Biosystems Nussloch GmbH U010 | DE | 2 | #REF! |  | 1140 |  |  | 301010 | 19225.83 | 0 | AUD | 1417.03 | 3 |  |  | 3083OCONNORE | -16 | 28 |  |  |  | 14 | 2026-07-18 | 2026-07-25 | 2026-07-27 | 282 |  |  |  |  | High - Assy
|  | X |  | 2026-07-14 | 2026-07-28 | 2026-08-11 | 2026-07-24 |  | 4534010542 | 100 | S45.0315.B | VDU Top Assembly |  | 1 | 2 | 1 | Leica Biosystems Nussloch GmbH U010 | DE | 2 | #REF! |  | 1140 |  |  | 301010 | 1403.76 | 0 | AUD | 1422.48 | 3 |  |  | 3083OCONNORE | 1 | 28 |  |  |  | 14 | 2026-07-18 | 2026-07-25 | 2026-07-27 | 90 | Omitted |  |  |  | Non-Std
|  |  |  | 2026-07-14 | 2026-07-28 | 2026-08-11 | 2026-07-24 |  | 4534010542 | 110 | S091.1730.C | Locked Bulk Container Assy (Legacy) |  | 1 | -1 | -2 | Leica Biosystems Nussloch GmbH U010 | DE | 2 | #REF! |  | 1140 |  |  | 301010 | 1407.37 | 0 | AUD | 1499.86 | 3 |  |  | 3083OCONNORE | -2 | 28 |  |  |  | 14 | 2026-07-18 | 2026-07-25 | 2026-07-27 | 8 |  |  |  |  | Non-Std
|  | X |  | 2026-07-14 | 2026-07-28 | 2026-08-11 | 2026-07-24 |  | 4534010542 | 120 | S21.0269.J | 9 Port Syringe Pump Assembly |  | 8 | 8 | 0 | Leica Biosystems Nussloch GmbH U010 | DE | 1 | #REF! |  | 1140 |  |  | 301010 | 14063.84 | 0 | AUD | 1552.92 | 3 |  |  | 3083OCONNORE | 0 | 28 |  |  |  | 14 | 2026-07-18 | 2026-07-25 | 2026-07-27 | 64 | Omitted |  |  |  | Non-Std
|  |  |  | 2026-07-14 | 2026-07-28 | 2026-08-11 | 2026-07-24 |  | 4534010542 | 210 | 91.1671 | BOND-PRIME Suction Cups Spares | Marina to count before shipping | 6 | 10 | 4 | Leica Biosystems Nussloch GmbH U010 | DE | 2 | #REF! |  | 1140 |  |  | 301010 | 963.45 | 0 | AUD | 62.31 | 3 |  |  | 3083OCONNORE | 4 | 28 |  |  |  | 14 | 2026-07-18 | 2026-07-25 | 2026-07-27 | 48 |  |  |  |  | Non-Std
|  | X |  | 2026-07-14 | 2026-07-28 | 2026-08-11 | 2026-07-24 |  | 4534010543 | 60 | S21.0562.E | Heater Assy Position 1 to 9 |  | 43 | 126 | 83 | Leica Biosystems Nussloch GmbH U010 | DE | 2 | #REF! |  | 1140 |  |  | 301010 | 4798.85 | 0 | AUD | 93.75 | 3 |  |  | 3083OCONNORE | 83 | 28 |  |  |  | 14 | 2026-07-18 | 2026-07-25 | 2026-07-27 | 43 | Omitted |  |  |  | High - P&P
|  | X |  | 2026-07-14 | 2026-07-28 | 2026-08-11 | 2026-07-24 |  | 4534010543 | 80 | S49.4571.C | Air Valve Sub Assembly |  | 1 | 1 | 0 | Leica Biosystems Nussloch GmbH U010 | DE | 1 | #REF! |  | 1140 |  |  | 301010 | 230.6 | 0 | AUD | 309.85 | 3 |  |  | 3083OCONNORE | 0 | 28 |  |  |  | 14 | 2026-07-18 | 2026-07-25 | 2026-07-27 | 45 | Omitted |  |  |  | Non-Std
|  |  |  | 2026-07-15 | 2026-07-28 | 2026-08-11 | 2026-07-24 |  | 4534011438 | 10 | 49.4526.C | BOND-ADVANCE Controller (7) |  | 2 | 0 | -2 | Leica Biosystems Richmond | US | 1 | #REF! |  | 3080 |  |  | 301010 | 28659.11 | 0 | AUD | 11546.1 | 3 |  |  | 3083OCONNORE | -2 | 27 |  |  |  | 13 | 2026-07-19 | 2026-07-25 | 2026-07-27 | 600 |  |  |  |  | Non-Std
|  |  |  | 2026-07-15 | 2026-07-28 | 2026-08-11 | 2026-07-24 |  | 4534011475 | 10 | 49.0644.B | BOND System Control Kit (7) |  | 2 | 3 | 1 | Leica Biosystems Richmond | US | 7 | #REF! |  | 3080 |  |  | 301010 | 18189.62 | 0 | AUD | 3012.52 | 3 |  |  | 3083OCONNORE | 1 | 27 |  |  |  | 13 | 2026-07-19 | 2026-07-25 | 2026-07-27 | 200 |  |  |  |  | Non-Std
|  |  |  | 2026-07-20 | 2026-07-28 | 2026-08-11 | 2026-07-24 |  | 4534013337 | 10 | S091.1680.A | ARC Module Lid |  | 6 | 1 | -5 | Leica Biosystems Nussloch GmbH U010 | DE | 1 | #REF! |  | 1140 |  |  | 301010 | 312.36 | 0 | AUD | 65.74 | 3 |  |  | 3083OCONNORE | -5 | 22 |  |  |  | 8 | 2026-07-24 | 2026-07-25 | 2026-07-27 | 60 |  |  |  |  | Non-Std
|  | 1 |  | 2026-07-20 | 2026-07-28 | 2026-08-11 | 2026-07-24 |  | 4534013338 | 10 | S091.1677.A | Waste/DI Transfer Pump |  | 3 | 3 | 0 | Leica Biosystems Nussloch GmbH U010 | DE | 3 | #REF! |  | 1140 |  |  | 301010 | 1139.34 | 0 | AUD | 395.81 | 3 |  |  | 3083OCONNORE | 0 | 22 |  |  |  | 8 | 2026-07-24 | 2026-07-25 | 2026-07-27 | 24 |  |  |  |  | Non-Std
|  |  |  | 2026-07-17 | 2026-08-04 | 2026-08-07 | 2026-07-31 |  | 4534012245 | 10 | S45.0506.A | Retort Lid Assembly |  | 1 | 2 | 1 | LEICA MICROSYSTEMS PTY LTD. | AU | 1 | #REF! |  | 1310 |  |  | 301003 | 242.09 | 0 | AUD | 521.35 | 3 |  |  | 1313HEALA | 1 | 21 |  |  |  | 18 | 2026-07-21 | 2026-08-01 | 2026-08-03 | 70 |  |  |  |  | Non-Std
CGSKD2026031701LK | ZA | 2 |  | 2026-03-17 | 2026-08-04 | 2026-08-13 | 2026-07-31 |  | 5354345 | 10 | 49.1501 | BOND RXm Processing Module |  | 1 | 1 | 0 | Leica Microsystems Ltd. | CN | 3 | #REF! | ZC | 3010 | X |  | 301007 | 110444.3 | 110444.3 | AUD | 32531.28 | 3 |  |  | PSGINFORM | 0 | 149 | Instrument |  |  | 140 | 2026-03-21 | 2026-08-01 | 2026-08-03 | 8 | Omitted |  |  |  | Non-Std
CGSKD2026031701LK | ZA | 2 |  | 2026-03-17 | 2026-08-04 | 2026-08-13 | 2026-07-31 |  | 5354345 | 20 | 21.2815 | BOND PM Add Kit - China |  | 1 | 16 | 15 | Leica Microsystems Ltd. | CN | 3 | #REF! | ZC | 3010 | X |  | 301007 | 66.62 | 66.62 | AUD | 56.91 | 3 |  |  | PSGINFORM | 15 | 149 |  | 2 |  | 140 | 2026-03-21 | 2026-08-01 | 2026-08-03 | 8 | Omitted |  |  |  | Non-Std
CGSKD2026031701LK | ZA | 2 |  | 2026-03-17 | 2026-08-04 | 2026-08-13 | 2026-07-31 |  | 5354345 | 30 | 49.1511.A | BOND RX System Control Kit (7) |  | 1 | 2 | 1 | Leica Microsystems Ltd. | CN | 3 | #REF! | ZC | 3010 | X |  | 301007 | 12280.68 | 12280.68 | AUD | 3010.37 | 3 |  |  | PSGINFORM | 1 | 149 |  | 2 |  | 140 | 2026-03-21 | 2026-08-01 | 2026-08-03 | 100 | Omitted |  |  |  | Non-Std
CGSKD2026031701LK | ZA | 2 |  | 2026-03-17 | 2026-08-04 | 2026-08-13 | 2026-07-31 |  | 5354345 | 40 | 21.2816 | BOND System Control Add Kit - China |  | 1 | 9 | 8 | Leica Microsystems Ltd. | CN | 2 | #REF! | ZC | 3010 | X |  | 301007 | 62.9 | 62.9 | AUD | 52.63 | 3 |  |  | PSGINFORM | 8 | 149 |  | 2 |  | 140 | 2026-03-21 | 2026-08-01 | 2026-08-03 | 8 | Omitted |  |  |  | Non-Std
CGSKD2026031702LK | ZA | 2 |  | 2026-03-17 | 2026-08-04 | 2026-08-13 | 2026-07-31 |  | 5354347 | 10 | 49.1501 | BOND RXm Processing Module |  | 1 | 1 | 0 | Leica Microsystems Ltd. | CN | 3 | #REF! | ZC | 3010 | X |  | 301007 | 110444.3 | 110444.3 | AUD | 32531.28 | 3 |  |  | PSGINFORM | 0 | 149 | Instrument |  |  | 140 | 2026-03-21 | 2026-08-01 | 2026-08-03 | 8 | Omitted |  |  |  | Non-Std
CGSKD2026031702LK | ZA | 2 |  | 2026-03-17 | 2026-08-04 | 2026-08-13 | 2026-07-31 |  | 5354347 | 20 | 21.2815 | BOND PM Add Kit - China |  | 1 | 16 | 15 | Leica Microsystems Ltd. | CN | 3 | #REF! | ZC | 3010 | X |  | 301007 | 66.62 | 66.62 | AUD | 56.91 | 3 |  |  | PSGINFORM | 15 | 149 |  | 2 |  | 140 | 2026-03-21 | 2026-08-01 | 2026-08-03 | 8 | Omitted |  |  |  | Non-Std
CGSKD2026031702LK | ZA | 2 |  | 2026-03-17 | 2026-08-04 | 2026-08-13 | 2026-07-31 |  | 5354347 | 30 | 49.1511.A | BOND RX System Control Kit (7) |  | 1 | 2 | 1 | Leica Microsystems Ltd. | CN | 3 | #REF! | ZC | 3010 | X |  | 301007 | 12280.68 | 12280.68 | AUD | 3010.37 | 3 |  |  | PSGINFORM | 1 | 149 |  | 2 |  | 140 | 2026-03-21 | 2026-08-01 | 2026-08-03 | 100 | Omitted |  |  |  | Non-Std
CGSKD2026031702LK | ZA | 2 |  | 2026-03-17 | 2026-08-04 | 2026-08-13 | 2026-07-31 |  | 5354347 | 40 | 21.2816 | BOND System Control Add Kit - China |  | 1 | 9 | 8 | Leica Microsystems Ltd. | CN | 2 | #REF! | ZC | 3010 | X |  | 301007 | 62.9 | 62.9 | AUD | 52.63 | 3 |  |  | PSGINFORM | 8 | 149 |  | 2 |  | 140 | 2026-03-21 | 2026-08-01 | 2026-08-03 | 8 | Omitted |  |  |  | Non-Std
|  | X |  | 2026-07-20 | 2026-08-03 | 2026-08-17 | 2026-07-31 |  | 4534013508 | 10 | 45.0005 | HistoCore PELORIS 3 110V Dual Retort TP |  | 1 | 2 | 1 | Leica Biosystems Richmond | US | 1 | #REF! |  | 3080 |  |  | 301010 | 136632.2 | 0 | AUD | 57586.81 | 3 |  |  | 3013CROSSJ | 1 | 28 | Instrument |  |  | 14 | 2026-07-24 | 2026-07-31 | 2026-08-03 | 8 | Omitted |  |  |  | Non-Std
|  |  |  | 2026-07-20 | 2026-08-03 | 2026-08-17 | 2026-07-31 |  | 4534013880 | 20 | 21.2022 | BOND System Control Add Kit – North Amer |  | 6 | 1 | -5 | Leica Biosystems Richmond | US | 1 | #REF! |  | 3080 |  |  | 301010 | 396.87 | 0 | AUD | 51.7 | 3 |  |  | 3083OCONNORE | -5 | 28 |  |  |  | 14 | 2026-07-24 | 2026-07-31 | 2026-08-03 | 48 |  |  |  |  | Non-Std
|  |  |  | 2026-07-20 | 2026-08-03 | 2026-08-17 | 2026-07-31 |  | 4534013880 | 30 | 99.0008 | Accessory Cable IEC C13 - North America |  | 3 | 0 | -3 | Leica Biosystems Richmond | US | 1 | #REF! |  | 3080 |  |  | 301010 | 252.94 | 0 | AUD | 58.4 | 3 |  |  | 3083OCONNORE | -3 | 28 |  |  |  | 14 | 2026-07-24 | 2026-07-31 | 2026-08-03 | 24 |  |  |  |  | Non-Std
|  |  |  | 2026-07-20 | 2026-08-03 | 2026-08-17 | 2026-07-31 |  | 4534013880 | 40 | 99.1402 | IECC19 Power Cord -North America |  | 6 | 0 | -6 | Leica Biosystems Richmond | US | 1 | #REF! |  | 3080 |  |  | 301010 | 529.36 | 0 | AUD | 67.62 | 3 |  |  | 3083OCONNORE | -6 | 28 |  |  |  | 14 | 2026-07-24 | 2026-07-31 | 2026-08-03 | 48 |  |  |  |  | Non-Std
|  | 1 |  | 2026-07-20 | 2026-08-03 | 2026-08-17 | 2026-07-31 |  | 4534013880 | 50 | S091.0961.A | BOND-PRIME Coolant Solution 2 x 2L Pack |  | 4 | 10 | 6 | Leica Biosystems Richmond | US | 1 | #REF! |  | 3080 |  |  | 301010 | 977.23 | 0 | AUD | 195.51 | 3 |  |  | 3083OCONNORE | 6 | 28 |  |  |  | 14 | 2026-07-24 | 2026-07-31 | 2026-08-03 | 40 |  |  |  |  | Low - P&P
|  | 1 |  | 2026-07-20 | 2026-08-03 | 2026-08-17 | 2026-07-31 |  | 4534013880 | 60 | S26.0802 | Reagent Bottle |  | 1 | 26 | 25 | Leica Biosystems Richmond | US | 1 | #REF! |  | 3080 |  |  | 301010 | 218.28 | 0 | AUD | 191.27 | 3 |  |  | 3083OCONNORE | 25 | 28 |  |  |  | 14 | 2026-07-24 | 2026-07-31 | 2026-08-03 | 6 |  |  |  |  | Non-Std
|  | 1 |  | 2026-07-20 | 2026-08-03 | 2026-08-17 | 2026-07-31 |  | 4534013880 | 70 | S26.0434 | Carbon Filter |  | 50 | 78 | 28 | Leica Biosystems Richmond | US | 1 | #REF! |  | 3080 |  |  | 301010 | 10677.09 | 0 | AUD | 63.43 | 3 |  |  | 3083OCONNORE | 28 | 28 |  |  |  | 14 | 2026-07-24 | 2026-07-31 | 2026-08-03 | 75 |  |  |  |  | High - P&P
|  | 1 |  | 2026-07-20 | 2026-08-03 | 2026-08-17 | 2026-07-31 |  | 4534013880 | 80 | 21.1993 | BOND PM Add Kit - North America |  | 5 | 10 | 5 | Leica Biosystems Richmond | US | 1 | #REF! |  | 3080 |  |  | 301010 | 284.54 | 0 | AUD | 45.14 | 3 |  |  | 3083OCONNORE | 5 | 28 |  |  |  | 14 | 2026-07-24 | 2026-07-31 | 2026-08-03 | 40 |  |  |  |  | Non-Std
|  |  |  | 2026-07-20 | 2026-08-03 | 2026-08-17 | 2026-07-31 |  | 4534013880 | 110 | 49.0644.B | BOND System Control Kit (7) |  | 3 | 3 | 0 | Leica Biosystems Richmond | US | 7 | #REF! |  | 3080 |  |  | 301010 | 27284.43 | 0 | AUD | 3012.52 | 3 |  |  | 3083OCONNORE | 0 | 28 |  |  |  | 14 | 2026-07-24 | 2026-07-31 | 2026-08-03 | 300 |  |  |  |  | Non-Std
|  | 2 |  | 2026-07-01 | 2026-08-06 | 2026-08-17 | 2026-08-03 |  | 4630732334 | 10 | 21.2201 | Bond-III Processing Module |  | 1 | 0 | -1 | Leica Microsystems K.K. U32040 | JP | 2 | #REF! |  | 1450 |  |  | 301007 | 58512.4 | 0 | AUD | 47159.23 | 3 |  |  | SAP_WFRT | -1 | 47 | Instrument |  |  | 36 | 2026-07-05 | 2026-08-03 | 2026-08-06 | 10 | Omitted |  |  |  | Non-Std
|  | 2 |  | 2026-07-01 | 2026-08-06 | 2026-08-17 | 2026-08-03 |  | 4630732334 | 20 | 21.2835 | BOND PM Add Kit - Japan |  | 1 | 2 | 1 | Leica Microsystems K.K. U32040 | JP | 1 | #REF! |  | 1450 |  |  | 301007 | 106.47 | 0 | AUD | 92.32 | 3 |  |  | SAP_WFRT | 1 | 47 |  | 2 |  | 36 | 2026-07-05 | 2026-08-03 | 2026-08-06 | 4 | Omitted |  |  |  | Non-Std
|  | 2 |  | 2026-07-01 | 2026-08-06 | 2026-08-17 | 2026-08-03 |  | 4630732334 | 30 | 49.0644.B | BOND System Control Kit (7) |  | 1 | 3 | 2 | Leica Microsystems K.K. U32040 | JP | 7 | #REF! |  | 1450 |  |  | 301007 | 5768.94 | 0 | AUD | 3012.52 | 3 |  |  | SAP_WFRT | 2 | 47 |  | 2 |  | 36 | 2026-07-05 | 2026-08-03 | 2026-08-06 | 100 | Omitted |  |  |  | Non-Std
|  | 2 |  | 2026-07-01 | 2026-08-06 | 2026-08-17 | 2026-08-03 |  | 4630732334 | 40 | 21.2834 | BOND System Control Add Kit - Japan |  | 1 | 4 | 3 | Leica Microsystems K.K. U32040 | JP | 1 | #REF! |  | 1450 |  |  | 301007 | 131.25 | 0 | AUD | 143.64 | 3 |  |  | SAP_WFRT | 3 | 47 |  | 2 |  | 36 | 2026-07-05 | 2026-08-03 | 2026-08-06 | 4 | Omitted |  |  |  | Non-Std
|  | 2 |  | 2026-07-01 | 2026-08-06 | 2026-08-17 | 2026-08-03 |  | 4630732334 | 60 | S21.0304 | Bond Slide Tray. |  | 4 | 17 | 13 | Leica Microsystems K.K. U32040 | JP | 1 | #REF! |  | 1450 |  |  | 301007 | 267.11 | 0 | AUD | 110.4 | 3 |  |  | SAP_WFRT | 13 | 47 |  | 2 |  | 36 | 2026-07-05 | 2026-08-03 | 2026-08-06 | 14 | Omitted |  |  |  | Non-Std
|  |  |  | 2026-07-10 | 2026-08-07 | 2026-08-21 | 2026-08-04 |  | 4534008611 | 20 | S21.4617.A | BOND-III Crate Spare |  | 1 | -1 | -2 | Leica Biosystems Nussloch GmbH U010 | DE | 2 | #REF! |  | 1140 |  |  | 301010 | 1197.15 | 0 | AUD | 1236.25 | 3 |  |  | 3083OCONNORE | -2 | 42 |  |  |  | 28 | 2026-07-14 | 2026-08-04 | 2026-08-07 | 70 |  |  |  |  | Non-Std
7500001566 | N9 | C |  | 2026-07-20 | 2026-08-14 | 2026-08-28 | 2026-08-11 |  | 5479332 | 50 | 66.4541 | CER 15"TOUCH SCREEN MONITOR | Delivery block, complete delivery | 2 | 19 | 17 | Leica Microsistemas S.L.U. | ES | 2 | #REF! | Z3 | 3010 | X |  | 301010 | 1639.3 | 819.65 | AUD | 709.73 | 3 |  |  | 1573GOMEZA | 17 | 39 |  |  |  | 25 | 2026-07-24 | 2026-08-11 | 2026-08-14 | 16 |  |  |  |  | Non-Std
7500001566 | N9 | C |  | 2026-07-20 | 2026-08-14 | 2026-08-28 | 2026-08-11 |  | 5479332 | 60 | 66.4542 | CER CLIENT PC | Delivery block, complete delivery | 2 | 1 | -1 | Leica Microsistemas S.L.U. | ES | 2 | #REF! | Z3 | 3010 | X |  | 301010 | 2264.02 | 1132.01 | AUD | 980.22 | 3 |  |  | 1573GOMEZA | -1 | 39 |  |  |  | 25 | 2026-07-24 | 2026-08-11 | 2026-08-14 | 16 |  |  |  |  | Non-Std
7500001566 | N9 | C |  | 2026-07-20 | 2026-08-14 | 2026-08-28 | 2026-08-11 |  | 5479332 | 70 | 66.4543 | CER CLIENT PC MOUNT VESA-VESA | Delivery block, complete delivery | 2 | 5 | 3 | Leica Microsistemas S.L.U. | ES | 3 | #REF! | Z3 | 3010 | X |  | 301010 | 141.3 | 70.65 | AUD | 66.48 | 3 |  |  | 1573GOMEZA | 3 | 39 |  |  |  | 25 | 2026-07-24 | 2026-08-11 | 2026-08-14 | 16 |  |  |  |  | Non-Std
7500001566 | N9 | C |  | 2026-07-20 | 2026-08-14 | 2026-08-28 | 2026-08-11 |  | 5479332 | 80 | 66.4532 | CER POWER CORD Europe &Korea | Delivery block, complete delivery | 5 | 8 | 3 | Leica Microsistemas S.L.U. | ES | 1 | #REF! | Z3 | 3010 | X |  | 301010 | 232.55 | 46.51 | AUD | 40.27 | 3 |  |  | 1573GOMEZA | 3 | 39 |  |  |  | 25 | 2026-07-24 | 2026-08-11 | 2026-08-14 | 40 |  |  |  |  | Non-Std
7500001566 | N9 | C |  | 2026-07-20 | 2026-08-14 | 2026-08-28 | 2026-08-11 |  | 5479332 | 90 | 66.4507 | CER STAND, DESK FREE, ADJUSTABLE, VESA | Delivery block, complete delivery | 2 | 2 | 0 | Leica Microsistemas S.L.U. | ES | 1 | #REF! | Z3 | 3010 | X |  | 301010 | 168.64 | 84.32 | AUD | 84.8 | 3 |  |  | 1573GOMEZA | 0 | 39 |  |  |  | 25 | 2026-07-24 | 2026-08-11 | 2026-08-14 | 16 |  |  |  |  | Non-Std
7500001566 | N9 | C |  | 2026-07-20 | 2026-08-14 | 2026-08-28 | 2026-08-11 |  | 5479332 | 110 | 66.4503 | CER MOUSE 2 BUTTON USB | Delivery block, complete delivery | 1 | 0 | -1 | Leica Microsistemas S.L.U. | ES | 1 | #REF! | Z3 | 3010 | X |  | 301010 | 0.02 | 0.02 | AUD | 35.81 | 3 |  |  | 1573GOMEZA | -1 | 39 |  |  |  | 25 | 2026-07-24 | 2026-08-11 | 2026-08-14 | 8 |  |  |  |  | Non-Std
7500001566 | N9 | C |  | 2026-07-20 | 2026-08-14 | 2026-08-28 | 2026-08-11 |  | 5479332 | 120 | 66.4536 | CER BC SCANNER WIRED ZEBRA | Delivery block, complete delivery | 2 | 39 | 37 | Leica Microsistemas S.L.U. | ES | 2 | #REF! | Z3 | 3010 | X |  | 301010 | 273.72 | 136.86 | AUD | 147.58 | 3 |  |  | 1573GOMEZA | 37 | 39 |  |  |  | 25 | 2026-07-24 | 2026-08-11 | 2026-08-14 | 4 |  |  |  |  | Non-Std
7500001566 | N9 | C |  | 2026-07-20 | 2026-08-14 | 2026-08-28 | 2026-08-11 |  | 5479332 | 130 | 66.4538 | CER BC SCANNER WIRED ZEBRA STAND | Delivery block, complete delivery | 2 | 35 | 33 | Leica Microsistemas S.L.U. | ES | 2 | #REF! | Z3 | 3010 | X |  | 301010 | 105.94 | 52.97 | AUD | 77.18 | 3 |  |  | 1573GOMEZA | 33 | 39 |  |  |  | 25 | 2026-07-24 | 2026-08-11 | 2026-08-14 | 16 |  |  |  |  | Non-Std
7500001566 | N9 | C |  | 2026-07-20 | 2026-08-14 | 2026-08-28 | 2026-08-11 |  | 5479332 | 140 | 66.4518 | CER USB SERIAL CONVERTER | Delivery block, complete delivery | 1 | 3 | 2 | Leica Microsistemas S.L.U. | ES | 1 | #REF! | Z3 | 3010 | X |  | 301010 | 67.43 | 67.43 | AUD | 84.14 | 3 |  |  | 1573GOMEZA | 2 | 39 |  |  |  | 25 | 2026-07-24 | 2026-08-11 | 2026-08-14 | 8 |  |  |  |  | Non-Std
7500001566 | N9 | C |  | 2026-07-20 | 2026-08-14 | 2026-08-28 | 2026-08-11 |  | 5479332 | 150 | 9FEE_66.4623 | CER LABEL PRINTER SMA | Delivery block, complete delivery | 1 | 0 | -1 | Leica Microsistemas S.L.U. | ES | 1 | #REF! | Z3 | 3010 | X |  | 301010 | 0.02 | 0.02 | AUD | 0 | 3 |  |  | 1573GOMEZA | -1 | 39 |  |  |  | 25 | 2026-07-24 | 2026-08-11 | 2026-08-14 | 8 |  |  |  |  | Non-Std
7500001566 | N9 | C |  | 2026-07-20 | 2026-08-14 | 2026-08-28 | 2026-08-11 |  | 5479332 | 160 | 9FEE_66.4620 | CER WORKSTATION HW SMA | Delivery block, complete delivery | 2 | 0 | -2 | Leica Microsistemas S.L.U. | ES | 1 | #REF! | Z3 | 3010 | X |  | 301010 | 0.04 | 0.02 | AUD | 0 | 3 |  |  | 1573GOMEZA | -2 | 39 |  |  |  | 25 | 2026-07-24 | 2026-08-11 | 2026-08-14 | 16 |  |  |  |  | Non-Std
|  | DS |  | 2026-06-30 | 2026-08-17 | 2026-08-31 | 2026-08-14 |  | 4534001256 | 20 | DS9800 | Bond Polymer Refine Detection |  | 486 | 1.761 | -484.239 | Leica Biosystems Richmond | US | 6 | #REF! |  | 3080 |  |  | 301010 | 532583.83 | 0 | AUD | 6338.28 | 3 |  |  | 3083GARZAG | -484.239 | 62 | DS9800 |  |  | 48 | 2026-07-04 | 2026-08-14 | 2026-08-17 | 3888 | Omitted |  |  |  | Non-Std
2842/26-A | Z7 | 2 |  | 2026-07-10 | 2026-08-19 | 2026-09-02 | 2026-08-17 |  | 5471543 | 10 | 49.0051 | BOND-MAX Processing Module |  | 1 | 2 | 1 | Leica Mikrosysteme Vertrieb GmbH-DS | CO | 3 | #REF! | ZC | 3010 | X |  | 301010 | 34441.26 | 34441.26 | AUD | 32532.44 | 3 |  |  | 1573FISHN | 1 | 54 | Instrument |  |  | 40 | 2026-07-14 | 2026-08-16 | 2026-08-20 | 10 | Omitted |  |  |  | Non-Std
2842/26-A | Z7 | 2 |  | 2026-07-10 | 2026-08-19 | 2026-09-02 | 2026-08-17 |  | 5471543 | 20 | 49.0644.B | BOND System Control Kit (7) |  | 1 | 3 | 2 | Leica Mikrosysteme Vertrieb GmbH-DS | CO | 7 | #REF! | ZC | 3010 | X |  | 301010 | 9634.94 | 9634.94 | AUD | 3012.52 | 3 |  |  | 1573FISHN | 2 | 54 |  | 2 |  | 40 | 2026-07-14 | 2026-08-16 | 2026-08-20 | 100 | Omitted |  |  |  | Non-Std
2842/26-A | Z7 | 4 |  | 2026-07-10 | 2026-08-19 | 2026-09-02 | 2026-08-17 |  | 5471543 | 30 | 21.2022.B | BOND System Control Add Kit – US |  | 1 | 0 | -1 | Leica Mikrosysteme Vertrieb GmbH-DS | CO | 1 | #REF! | ZC | 3010 | X |  | 301010 | 87.46 | 87.46 | AUD | 30.65 | 3 |  |  | 1573FISHN | -1 | 54 |  | 2 |  | 40 | 2026-07-14 | 2026-08-16 | 2026-08-20 | 8 | Omitted |  |  |  | Non-Std
2842/26-A | Z7 | 2 |  | 2026-07-10 | 2026-08-19 | 2026-09-02 | 2026-08-17 |  | 5471543 | 40 | 21.1993.C | *BOND PM Add Kit - North America |  | 1 | 12 | 11 | Leica Mikrosysteme Vertrieb GmbH-DS | CO | 1 | #REF! | ZC | 3010 | X |  | 301010 | 0.02 | 0.02 | AUD | 45.14 | 3 |  |  | 1573FISHN | 11 | 54 |  | 2 |  | 40 | 2026-07-14 | 2026-08-16 | 2026-08-20 | 8 | Omitted |  |  |  | Non-Std
|  | 2 |  | 2026-06-26 | 2026-08-25 | 2026-09-03 | 2026-08-21 |  | 4533998658 | 10 | 49.0051 | BOND-MAX Processing Module |  | 10 | 2 | -8 | Leica Biosystems Technology Shangha | CN | 3 | #REF! |  | 3680 |  |  | 301007 | 341321.18 | 0 | AUD | 32532.44 | 3 |  |  | 3683CHENE | -8 | 69 | Instrument |  |  | 60 | 2026-06-30 | 2026-08-22 | 2026-08-24 | 100 | Omitted |  |  |  | Non-Std
|  | 2 |  | 2026-06-26 | 2026-08-25 | 2026-09-03 | 2026-08-21 |  | 4533998658 | 20 | 21.2815 | BOND PM Add Kit - China |  | 10 | 16 | 6 | Leica Biosystems Technology Shangha | CN | 3 | #REF! |  | 3680 |  |  | 301007 | 666.23 | 0 | AUD | 56.91 | 3 |  |  | 3683CHENE | 6 | 69 |  | 2 |  | 60 | 2026-06-30 | 2026-08-22 | 2026-08-24 | 80 | Omitted |  |  |  | Non-Std
126040010 |  | DS |  | 2026-04-22 | 2026-08-27 | 2026-09-07 | 2026-08-24 |  | 5392381 | 10 | DS9800 | Bond Polymer Refine Detection |  | 200 | 1.761 | -198.239 | Leica Microsystems (Sea) Pte. Ltd. | TH | 6 | #REF! |  | 3010 | X |  | 301007 | 129800 | 649 | AUD | 6338.28 | 3 |  |  | 1573NIEVESC | -198.239 | 138 | DS9800 |  |  | 127 | 2026-04-26 | 2026-08-24 | 2026-08-27 | 1600 | Omitted |  |  |  | Non-Std
126040010 |  |  |  | 2026-04-22 | 2026-08-27 | 2026-09-07 | 2026-08-24 |  | 5392381 | 30 | S21.4604 | BOND Printer Ribbon & Labels Cxi (1Pack) |  | 8 | 27 | 19 | Leica Microsystems (Sea) Pte. Ltd. | TH | 3 | #REF! |  | 3010 | X |  | 301007 | 480.88 | 60.11 | AUD | 55.51 | 3 |  |  | 1573NIEVESC | 19 | 138 |  |  |  | 127 | 2026-04-26 | 2026-08-24 | 2026-08-27 | 64 |  |  |  |  | Non-Std
126040010 |  |  |  | 2026-04-22 | 2026-08-27 | 2026-09-07 | 2026-08-24 |  | 5392381 | 40 | S21.1971 | Bond Mixing Stations | Trade Goods | 8 | -23 | -31 | Leica Microsystems (Sea) Pte. Ltd. | TH | 9 | #REF! |  | 3010 | X |  | 301007 | 167.92 | 20.99 | AUD | 18.54 | 3 |  |  | 1573NIEVESC | -31 | 138 |  |  |  | 127 | 2026-04-26 | 2026-08-24 | 2026-08-27 | 64 |  |  |  |  | Non-Std
126040010 |  |  |  | 2026-04-22 | 2026-08-27 | 2026-09-07 | 2026-08-24 |  | 5392381 | 50 | S21.4611 | BOND Universal Covertiles (pack of 160) |  | 8 | 431 | 423 | Leica Microsystems (Sea) Pte. Ltd. | TH | 3 | #REF! |  | 3010 | X |  | 301007 | 625.6 | 78.2 | AUD | 47.29 | 3 |  |  | 1573NIEVESC | 423 | 138 |  |  |  | 127 | 2026-04-26 | 2026-08-24 | 2026-08-27 | 64 |  |  |  |  | Non-Std
|  | DS |  | 2026-06-30 | 2026-08-31 | 2026-09-14 | 2026-08-28 |  | 4534001257 | 10 | DS9800 | Bond Polymer Refine Detection |  | 486 | 1.761 | -484.239 | Leica Biosystems Richmond | US | 6 | #REF! |  | 3080 |  |  | 301010 | 532583.83 | 0 | AUD | 6338.28 | 3 |  |  | 3083GARZAG | -484.239 | 76 | DS9800 |  |  | 62 | 2026-07-04 | 2026-08-28 | 2026-08-31 | 3888 | Omitted |  |  |  | Non-Std
BOND0076 |  | 2 |  | 2026-06-25 | 2026-09-01 | 2026-09-15 | 2026-08-28 |  | 5455801 | 10 | 49.1501 | BOND RXm Processing Module |  | 1 | 1 | 0 | Leica Microsystems (Sea) Pte. Ltd. | MY | 3 | #REF! | ZC | 3010 | X |  | 301010 | 140807.33 | 140807.33 | AUD | 32531.28 | 3 |  |  | PSGINFORM | 0 | 82 | Instrument |  |  | 68 | 2026-06-29 | 2026-08-29 | 2026-08-31 | 8 | Omitted |  |  |  | Non-Std
BOND0076 |  | 2 |  | 2026-06-25 | 2026-09-01 | 2026-09-15 | 2026-08-28 |  | 5455801 | 20 | 21.1992 | BOND PM Add Kit - UK&Gulf States&Sri Lan |  | 1 | 2 | 1 | Leica Microsystems (Sea) Pte. Ltd. | MY | 2 | #REF! | ZC | 3010 | X |  | 301010 | 59.73 | 59.73 | AUD | 45.9 | 3 |  |  | PSGINFORM | 1 | 82 |  | 2 |  | 68 | 2026-06-29 | 2026-08-29 | 2026-08-31 | 2.6667 | Omitted |  |  |  | Non-Std
BOND0076 |  | 2 |  | 2026-06-25 | 2026-09-01 | 2026-09-15 | 2026-08-28 |  | 5455801 | 30 | 49.1511.A | BOND RX System Control Kit (7) |  | 1 | 2 | 1 | Leica Microsystems (Sea) Pte. Ltd. | MY | 3 | #REF! | ZC | 3010 | X |  | 301010 | 8635.23 | 8635.23 | AUD | 3010.37 | 3 |  |  | PSGINFORM | 1 | 82 |  | 2 |  | 68 | 2026-06-29 | 2026-08-29 | 2026-08-31 | 100 | Omitted |  |  |  | Non-Std
BOND0076 |  | 2 |  | 2026-06-25 | 2026-09-01 | 2026-09-15 | 2026-08-28 |  | 5455801 | 40 | 21.2021 | BOND System Control Add Kit - UK&Gulf S |  | 1 | 6 | 5 | Leica Microsystems (Sea) Pte. Ltd. | MY | 2 | #REF! | ZC | 3010 | X |  | 301010 | 30.07 | 30.07 | AUD | 81.29 | 3 |  |  | PSGINFORM | 5 | 82 |  | 2 |  | 68 | 2026-06-29 | 2026-08-29 | 2026-08-31 | 2.6667 | Omitted |  |  |  | Non-Std
BOND0076 |  | 2 |  | 2026-06-25 | 2026-09-01 | 2026-09-15 | 2026-08-28 |  | 5455801 | 50 | S21.4588.B | BOND Covertile Cleaning Rack |  | 1 | 2 | 1 | Leica Microsystems (Sea) Pte. Ltd. | MY | 1 | #REF! | ZC | 3010 | X |  | 301010 | 191.6 | 191.6 | AUD | 138.5 | 3 |  |  | PSGINFORM | 1 | 82 |  | 2 |  | 68 | 2026-06-29 | 2026-08-29 | 2026-08-31 | 7.5 | Omitted |  |  |  | Non-Std
126040011 |  | DS |  | 2026-04-22 | 2026-11-25 | 2026-12-04 | 2026-11-23 |  | 5392010 | 10 | DS9800 | Bond Polymer Refine Detection |  | 180 | 1.761 | -178.239 | Leica Microsystems (Sea) Pte. Ltd. | TH | 6 | #REF! | ZC | 3010 | X |  | 301007 | 116820 | 649 | AUD | 6338.28 | 3 |  |  | PSGINFORM | -178.239 | 226 | DS9800 |  |  | 217 | 2026-04-26 | 2026-11-22 | 2026-11-26 | 1440 | Omitted |  |  |  | Non-Std
126040011 |  |  |  | 2026-04-22 | 2026-11-25 | 2026-12-04 | 2026-11-23 |  | 5392010 | 40 | S21.1971 | Bond Mixing Stations | Trade Goods | 8 | -31 | -39 | Leica Microsystems (Sea) Pte. Ltd. | TH | 9 | #REF! | ZC | 3010 | X |  | 301007 | 167.92 | 20.99 | AUD | 18.54 | 3 |  |  | PSGINFORM | -39 | 226 |  |  |  | 217 | 2026-04-26 | 2026-11-22 | 2026-11-26 | 64 |  |  |  |  | Non-Std
126040011 |  |  |  | 2026-04-22 | 2026-11-25 | 2026-12-04 | 2026-11-23 |  | 5392010 | 50 | S21.4611 | BOND Universal Covertiles (pack of 160) |  | 8 | 431 | 423 | Leica Microsystems (Sea) Pte. Ltd. | TH | 3 | #REF! | ZC | 3010 | X |  | 301007 | 625.6 | 78.2 | AUD | 47.29 | 3 |  |  | PSGINFORM | 423 | 226 |  |  |  | 217 | 2026-04-26 | 2026-11-22 | 2026-11-26 | 64 |  |  |  |  | Non-Std
6494 |  | DS |  | 2025-01-09 | 2026-12-21 | 2026-12-31 | 2026-12-18 |  | 4920201 | 30 | DS9800 | Bond Polymer Refine Detection |  | 35 | 1.761 | -33.239 | Leica Microsystems (Sea) Pte. Ltd. | TH | 6 | #REF! |  | 3010 |  | X | 301007 | 22715 | 649 | AUD | 6338.28 | 3 |  |  | PSGINFORM | -33.239 | 721 | DS9800 |  |  | 711 | 2025-01-13 | 2026-12-18 | 2026-12-21 | 280 | Omitted |  |  |  | Non-Std
Formulas:
Adjusted Target Packed Date = MAX([Document Date +4],[Reqd Ship Date -3])+1
Adjusted Target Packed Date = MAX([Document Date +4],[Reqd Ship Date -3])
Document Date +4 = [Document Date]+4
Reqd Ship Date -3 = [Required Shipping Date]-3
Adjusted Target Ship Date (+3) = [Adjusted Target Packed Date]+3

## Sheet3
| 2026-07-13 | 2026-07-07 | 2026-07-08 | 2026-07-09 | 2026-07-10
| Monday | Tuesday | Wednesday | Thursday | Friday
Total order lines for spares cell | 109 |  |  |  | 96
Open Lines Due Today | 6 |  |  |  | 15
Due lines missed | 3 |  |  |  | 9
Open lines late to release | 28 |  |  |  | 20
Lines Released today | 25 |  |  |  | 27
Lines released on time today | 22 |  |  |  | 25
Delay lines released | 3 |  |  |  | 2
| Monday | Tuesday | Wednesday | Thursday | Friday
Open Lines In Lookahead / Open Lines Today | 101 / 108 | 87 / 113 |  | 67 / 96 | 67 / 96
Open Lines Late to Pack Date Today (QDIP) | 28 | 28 |  | 20 | 20
Orders Raised Yesterday + Over Weekend | 44 | 27 |  | 10 | 10
Work Orders booked in Yesterday | 23 | 44 |  | 35 | 35
Total Hours Output Yesterday | 17. (18) | 42 (59) |  | 62.4 | 62.4
Person Days Required to Clear Late Open Lines | 10.5071 | 10.5105 |  | 5.6048 | 5.6048
Person Days Required to Produce todays orders (QDIP) | 10.7938 | 20.3245 |  | 10.9119 | 10.9119
Person Days Required to Produce +4 Days (QDIP) | 23.7105 | 24.2831 |  | 22.951 | 22.951
Quality (Defects, Right-First-Time)
Quality (Part Quality)
Productivity (Resources)
Inventory (Material Shortage - PL) |  | 3
Inventory (Material Shortage - WH)
Inventory (Stock Allocation)
External - Paperwork
External - (Order issues)
External - Order Size
WIP
Bond Slide Labels and Printer Ribbon | 2026-07-20 | 4534010625 | S21.4564 | shortage
Bond Mixing Stations | 2026-07-20 | 5476583 | S21.1971 | trade goods
Bond Slide Labels and Printer Ribbon | 2026-07-20 | 4534011695 | S21.4564 | shortage
PDBL = 22 lines
6 x WIP
5x Shortage (1x due to Peloris relay cable & button, 1 x Prime Burkert valve, 1x insulator block, 2x bond mixing station)
7 x blocked Cerebro order
4 x incorrect part number/obsolete
New to PDBL: Zebra label/ribbon shortage & bond mixing station
PELORIS ETX-PM to ETX-ATOM Change Kit | 2026-05-04 | 4533963274 | B26.5048.G | WIP
Vacuum Valve Module Replacement Kit | 2026-06-22 | 4533988621 | B091.5035.B | released 7 for shipment shortage
PELORIS Main Switch and Relay PWA Kit | 2026-06-30 | 4533988621 | B45.5131.A | shortage
BOND PM Add Kit – AUS | 2026-07-06 | 4534002385 | 21.1991.110.B | Wrong part ordered
CER BC SCANNER WIRED ZEBRA | 2026-07-06 | 5463122 | 66.4536 | blocked
CER BC SCANNER WIRED ZEBRA STAND | 2026-07-06 | 5463122 | 66.4538 | blocked
CER STAND, WALL, FLEX ARM, VESA | 2026-07-06 | 5463122 | 66.4505 | blocked
CER BC SCANNER WIRELESS ZEBRA | 2026-07-06 | 5463122 | 66.4537 | blocked
CER POWER CORD UK | 2026-07-06 | 5463122 | 66.4533 | blocked
CER 24" TOUCH SCREEN MONITOR | 2026-07-06 | 5463122 | 66.4527 | blocked
CER LIS CONN. SRV SMA | 2026-07-06 | 5463122 | 66.6456 | Software
CER 15"TOUCH SCREEN MONITOR | 2026-07-13 | 5402590 | 66.4541
CER CLIENT PC | 2026-07-13 | 5402590 | 66.4542
CER CLIENT PC MOUNT VESA-VESA | 2026-07-13 | 5402590 | 66.4543
BOND-PRIME Locked Bulk Assembly X3 Repla | 2026-07-14 | 4534008367 | B091.5512.A | WIP
Suction Cup with Adapter | 2026-07-14 | 4534003200 | S091.1713.C | Obsolete Part
Density Meter DIMF-Compact | 2026-07-14 | 4534003205 | S45.4500.A | wrgon reversion ordered
Bond Mixing Stations | 2026-07-17 | 5468599 | S21.1971 | Trade goods shortage labels
Bond Insulator Block | 2026-07-17 | 4534005088 | S21.0426.D | shortage
BondAutomation Control PCB | 2026-07-17 | 4534005089 | S21.1922.D | WIP
9 Ltr External Waste Assembly | 2026-07-17 | 4534005092 | S21.0691.A | obsolete part?
Locked Bulk Container Assy (Legacy) | 2026-07-17 | 4534005092 | S091.1730.C | WIP
B3 Waste trap | 2026-07-17 | 4534007048 | S21.2267.E | WIP
DI Water Bulk Container Assy | 2026-07-17 | 4534007075 | S091.1688.B | WIP
Bond Mixing Stations | 2026-07-17 | 4534009551 | S21.1971 | Trade goods shortage labels